## Summary
Scenario | Sensitivity | Scenario/Sensitivty | Retirement Dates |  | Economic Depletion Range | Notes | 2017 | 2018 | 2019 | 2020 | 2021 | 2022 | 2023 | 2024 | 2025 | 2026 | 2027 | 2028 | 2029 | 2030 | 2031 | 2032 | 2033 | 2034 | 2035 | 2036 | 2037 | 2038 | 2039 | 2040 | 2041 | 2042 | 2043 | 2044 | 2045 | Total
|  |  | Unit 1 | Unit 2
1 | Sensitivity 1 | Status quo (w/o Northern Ag) | 2023 | 2023 | 2022-2024 |  | 50240082.03 | 51609983.38 | 40885197.52 | 47524912.9572 | 40978249.5936 | 37113734.074 | 35183747.7777 | 0 | 0 | 0 | 0 | 0 | 0 | 0 | 0 | 0 | 0 | 0 | 0 | 0 | 0 | 0 | 0 | 0 | 0 | 0 | 0 | 0 | 0 | 303535907.3325
1 |  | On-Going CapX (exc water) |  |  |  |  | 18803258.5 | 15515713.57 | 10355907.15 | 12100045.8472 | 7175311.4436 | 2305697.161 | 689350.1264 | 0 | 0 | 0 | 0 | 0 | 0 | 0 | 0 | 0 | 0 | 0 | 0 | 0 | 0 | 0 | 0 | 0 | 0 | 0 | 0 | 0 | 0 | 66945283.7983
1 |  | CapX Water Costs |  |  |  |  | 600000 | 4641000 | 728000 | 2015208 | 648000 | 990000 | 0 | 0 | 0 | 0 | 0 | 0 | 0 | 0 | 0 | 0 | 0 | 0 | 0 | 0 | 0 | 0 | 0 | 0 | 0 | 0 | 0 | 0 | 0 | 9622208
1 |  | Fixed O&M Labor |  |  |  |  | 18063856.14 | 18538569.85 | 18854305.27 | 19834948.31 | 19947342.15 | 20346288.993 | 20753214.7729 | 0 | 0 | 0 | 0 | 0 | 0 | 0 | 0 | 0 | 0 | 0 | 0 | 0 | 0 | 0 | 0 | 0 | 0 | 0 | 0 | 0 | 0 | 136338525.4859
1 |  | Fixed O&M Other |  |  |  |  | 10696150.39 | 10735593.96 | 8134829.1 | 10672831.8 | 10192874 | 10396731.48 | 10604666.1096 | 0 | 0 | 0 | 0 | 0 | 0 | 0 | 0 | 0 | 0 | 0 | 0 | 0 | 0 | 0 | 0 | 0 | 0 | 0 | 0 | 0 | 0 | 71433676.8396
1 |  | Variable O&M |  |  |  |  | 2076817 | 2179106 | 2812156 | 2901879 | 3014722 | 3075016.44 | 3136516.7688 | 0 | 0 | 0 | 0 | 0 | 0 | 0 | 0 | 0 | 0 | 0 | 0 | 0 | 0 | 0 | 0 | 0 | 0 | 0 | 0 | 0 | 0 | 19196213.2088
1A | Sensitivity 1A | Status quo (incl Northern Ag) | 2024 | 2024 | 2023-2025 |  | 58240082.03 | 51609983.38 | 40885197.52 | 52114585.52 | 44506849.2542 | 40044339.8112 | 43214317.8831 | 35794096.7212 | 0 | 0 | 0 | 0 | 0 | 0 | 0 | 0 | 0 | 0 | 0 | 0 | 0 | 0 | 0 | 0 | 0 | 0 | 0 | 0 | 0 | 366409452.1197
1A |  | On-Going CapX (exc water) |  |  |  |  | 18803258.5 | 15515713.57 | 10355907.15 | 16689718.41 | 10703911.1042 | 5236302.8982 | 3715892.3692 | 609811.1169 | 0 | 0 | 0 | 0 | 0 | 0 | 0 | 0 | 0 | 0 | 0 | 0 | 0 | 0 | 0 | 0 | 0 | 0 | 0 | 0 | 0 | 81630515.1186
1A |  | CapX Water Costs |  |  |  |  | 8600000 | 4641000 | 728000 | 2015208 | 648000 | 990000 | 5004027.8626 | 0 | 0 | 0 | 0 | 0 | 0 | 0 | 0 | 0 | 0 | 0 | 0 | 0 | 0 | 0 | 0 | 0 | 0 | 0 | 0 | 0 | 0 | 22626235.8626
1A |  | Fixed O&M Labor |  |  |  |  | 18063856.14 | 18538569.85 | 18854305.27 | 19834948.31 | 19947342.15 | 20346288.993 | 20753214.7729 | 21168279.0683 | 0 | 0 | 0 | 0 | 0 | 0 | 0 | 0 | 0 | 0 | 0 | 0 | 0 | 0 | 0 | 0 | 0 | 0 | 0 | 0 | 0 | 157506804.5542
1A |  | Fixed O&M Other |  |  |  |  | 10696150.39 | 10735593.96 | 8134829.1 | 10672831.8 | 10192874 | 10396731.48 | 10604666.1096 | 10816759.4318 | 0 | 0 | 0 | 0 | 0 | 0 | 0 | 0 | 0 | 0 | 0 | 0 | 0 | 0 | 0 | 0 | 0 | 0 | 0 | 0 | 0 | 82250436.2714
1A |  | Variable O&M |  |  |  |  | 2076817 | 2179106 | 2812156 | 2901879 | 3014722 | 3075016.44 | 3136516.7688 | 3199247.1042 | 0 | 0 | 0 | 0 | 0 | 0 | 0 | 0 | 0 | 0 | 0 | 0 | 0 | 0 | 0 | 0 | 0 | 0 | 0 | 0 | 0 | 22395460.313
1B | Sensitivity 1B | Status quo plus acquisition 1 (15,000 AF) | 2025 | 2025 | 2024-2026 |  | 58490082.03 | 51609983.38 | 40885197.52 | 52114585.52 | 48566953.4661 | 42619394.1172 | 47937321.2683 | 39326428.6527 | 36332991.1241 | 0 | 0 | 0 | 0 | 0 | 0 | 0 | 0 | 0 | 0 | 0 | 0 | 0 | 0 | 0 | 0 | 0 | 0 | 0 | 0 | 417882937.0784
1B |  | On-Going CapX (exc water) |  |  |  |  | 18803258.5 | 15515713.57 | 10355907.15 | 16689718.41 | 14764015.3161 | 7811357.2042 | 8438895.7544 | 3287143.0485 | 445019.8077 | 0 | 0 | 0 | 0 | 0 | 0 | 0 | 0 | 0 | 0 | 0 | 0 | 0 | 0 | 0 | 0 | 0 | 0 | 0 | 0 | 96111028.7609
1B |  | CapX Water Costs |  |  |  |  | 8850000 | 4641000 | 728000 | 2015208 | 648000 | 990000 | 5004027.8626 | 855000 | 0 | 0 | 0 | 0 | 0 | 0 | 0 | 0 | 0 | 0 | 0 | 0 | 0 | 0 | 0 | 0 | 0 | 0 | 0 | 0 | 0 | 23731235.8626
1B |  | Fixed O&M Labor |  |  |  |  | 18063856.14 | 18538569.85 | 18854305.27 | 19834948.31 | 19947342.15 | 20346288.993 | 20753214.7729 | 21168279.0683 | 21591644.6497 | 0 | 0 | 0 | 0 | 0 | 0 | 0 | 0 | 0 | 0 | 0 | 0 | 0 | 0 | 0 | 0 | 0 | 0 | 0 | 0 | 179098449.2039
1B |  | Fixed O&M Other |  |  |  |  | 10696150.39 | 10735593.96 | 8134829.1 | 10672831.8 | 10192874 | 10396731.48 | 10604666.1096 | 10816759.4318 | 11033094.6204 | 0 | 0 | 0 | 0 | 0 | 0 | 0 | 0 | 0 | 0 | 0 | 0 | 0 | 0 | 0 | 0 | 0 | 0 | 0 | 0 | 93283530.8918
1B |  | Variable O&M |  |  |  |  | 2076817 | 2179106 | 2812156 | 2901879 | 3014722 | 3075016.44 | 3136516.7688 | 3199247.1042 | 3263232.0463 | 0 | 0 | 0 | 0 | 0 | 0 | 0 | 0 | 0 | 0 | 0 | 0 | 0 | 0 | 0 | 0 | 0 | 0 | 0 | 0 | 25658692.3592
1C | Sensitivity 1C | Status quo plus acquisition 1-2 (30,000 AF) | 2027 | 2027 | 2026-2028 |  | 58490082.03 | 59859983.38 | 40885197.52 | 52114585.52 | 48566953.4661 | 45582322.7119 | 56862408.5476 | 47175634.7171 | 42560816.4803 | 40471745.1636 | 37972292.8436 | 0 | 0 | 0 | 0 | 0 | 0 | 0 | 0 | 0 | 0 | 0 | 0 | 0 | 0 | 0 | 0 | 0 | 0 | 530542022.3802
1C |  | On-Going CapX (exc water) |  |  |  |  | 18803258.5 | 15515713.57 | 10355907.15 | 16689718.41 | 14764015.3161 | 10774285.7989 | 17363983.0338 | 11136349.1128 | 5447849.5353 | 3866014.4209 | 634447.4861 | 0 | 0 | 0 | 0 | 0 | 0 | 0 | 0 | 0 | 0 | 0 | 0 | 0 | 0 | 0 | 0 | 0 | 0 | 125351542.3338
1C |  | CapX Water Costs |  |  |  |  | 8850000 | 12891000 | 728000 | 2015208 | 648000 | 990000 | 5004027.8626 | 855000 | 1224995.6286 | 0 | 0 | 0 | 0 | 0 | 0 | 0 | 0 | 0 | 0 | 0 | 0 | 0 | 0 | 0 | 0 | 0 | 0 | 0 | 0 | 33206231.4912
1C |  | Fixed O&M Labor |  |  |  |  | 18063856.14 | 18538569.85 | 18854305.27 | 19834948.31 | 19947342.15 | 20346288.993 | 20753214.7729 | 21168279.0683 | 21591644.6497 | 22023477.5427 | 22463947.0935 | 0 | 0 | 0 | 0 | 0 | 0 | 0 | 0 | 0 | 0 | 0 | 0 | 0 | 0 | 0 | 0 | 0 | 0 | 223585873.8401
1C |  | Fixed O&M Other |  |  |  |  | 10696150.39 | 10735593.96 | 8134829.1 | 10672831.8 | 10192874 | 10396731.48 | 10604666.1096 | 10816759.4318 | 11033094.6204 | 11253756.5128 | 11478831.6431 | 0 | 0 | 0 | 0 | 0 | 0 | 0 | 0 | 0 | 0 | 0 | 0 | 0 | 0 | 0 | 0 | 0 | 0 | 116016119.0477
1C |  | Variable O&M |  |  |  |  | 2076817 | 2179106 | 2812156 | 2901879 | 3014722 | 3075016.44 | 3136516.7688 | 3199247.1042 | 3263232.0463 | 3328496.6872 | 3395066.6209 | 0 | 0 | 0 | 0 | 0 | 0 | 0 | 0 | 0 | 0 | 0 | 0 | 0 | 0 | 0 | 0 | 0 | 0 | 32382255.6673
1D | Sensitivity 1D | Status quo plus acquisition 1-3 (60,000 AF) | 2029 | 2029 | 2028-2030 |  | 58490082.03 | 59859983.38 | 57385197.52 | 52114585.52 | 48566953.4661 | 45582322.7119 | 56862408.5476 | 51399767.1391 | 48322533.8901 | 50411209.5052 | 46146130.4321 | 40630278.2381 | 39607392.5513 | 0 | 0 | 0 | 0 | 0 | 0 | 0 | 0 | 0 | 0 | 0 | 0 | 0 | 0 | 0 | 0 | 655378844.9316
1D |  | On-Going CapX (exc water) |  |  |  |  | 18803258.5 | 15515713.57 | 10355907.15 | 16689718.41 | 14764015.3161 | 10774285.7989 | 17363983.0338 | 15360481.5349 | 11209566.9451 | 13097478.7625 | 7766787.8646 | 2545675.9734 | 761098.2413 | 0 | 0 | 0 | 0 | 0 | 0 | 0 | 0 | 0 | 0 | 0 | 0 | 0 | 0 | 0 | 0 | 155007971.1005
1D |  | CapX Water Costs |  |  |  |  | 8850000 | 12891000 | 17228000 | 2015208 | 648000 | 990000 | 5004027.8626 | 855000 | 1224995.6286 | 708000 | 1041497.21 | 0 | 0 | 0 | 0 | 0 | 0 | 0 | 0 | 0 | 0 | 0 | 0 | 0 | 0 | 0 | 0 | 0 | 0 | 51455728.7012
1D |  | Fixed O&M Labor |  |  |  |  | 18063856.14 | 18538569.85 | 18854305.27 | 19834948.31 | 19947342.15 | 20346288.993 | 20753214.7729 | 21168279.0683 | 21591644.6497 | 22023477.5427 | 22463947.0935 | 22913226.0354 | 23371490.5561 | 0 | 0 | 0 | 0 | 0 | 0 | 0 | 0 | 0 | 0 | 0 | 0 | 0 | 0 | 0 | 0 | 269870590.4316
1D |  | Fixed O&M Other |  |  |  |  | 10696150.39 | 10735593.96 | 8134829.1 | 10672831.8 | 10192874 | 10396731.48 | 10604666.1096 | 10816759.4318 | 11033094.6204 | 11253756.5128 | 11478831.6431 | 11708408.276 | 11942576.4415 | 0 | 0 | 0 | 0 | 0 | 0 | 0 | 0 | 0 | 0 | 0 | 0 | 0 | 0 | 0 | 0 | 139667103.7652
1D |  | Variable O&M |  |  |  |  | 2076817 | 2179106 | 2812156 | 2901879 | 3014722 | 3075016.44 | 3136516.7688 | 3199247.1042 | 3263232.0463 | 3328496.6872 | 3395066.6209 | 3462967.9533 | 3532227.3124 | 0 | 0 | 0 | 0 | 0 | 0 | 0 | 0 | 0 | 0 | 0 | 0 | 0 | 0 | 0 | 0 | 39377450.9331
1E | Sensitivity 1E | Status quo plus acquisition 1-4 (90,000 AF) | 2031 | 2031 | 2030-2032 |  | 58490082.03 | 59859983.38 | 57385197.52 | 68614585.52 | 48566953.4661 | 45582322.7119 | 56862408.5476 | 51399767.1391 | 48322533.8901 | 55379218.691 | 54360387.5564 | 47440971.8008 | 49117213.8305 | 44605972.1986 | 40907022.4269 | 0 | 0 | 0 | 0 | 0 | 0 | 0 | 0 | 0 | 0 | 0 | 0 | 0 | 0 | 786894620.7089
1E |  | On-Going CapX (exc water) |  |  |  |  | 18803258.5 | 15515713.57 | 10355907.15 | 16689718.41 | 14764015.3161 | 10774285.7989 | 17363983.0338 | 15360481.5349 | 11209566.9451 | 18065487.9483 | 15981044.9889 | 8624369.5361 | 9317222.8026 | 3558109.3502 | 491337.8267 | 0 | 0 | 0 | 0 | 0 | 0 | 0 | 0 | 0 | 0 | 0 | 0 | 0 | 0 | 186874502.7115
1E |  | CapX Water Costs |  |  |  |  | 8850000 | 12891000 | 17228000 | 18515208 | 648000 | 990000 | 5004027.8626 | 855000 | 1224995.6286 | 708000 | 1041497.21 | 732000 | 953696.7178 | 1424642.6522 | 0 | 0 | 0 | 0 | 0 | 0 | 0 | 0 | 0 | 0 | 0 | 0 | 0 | 0 | 0 | 71066068.0712
1E |  | Fixed O&M Labor |  |  |  |  | 18063856.14 | 18538569.85 | 18854305.27 | 19834948.31 | 19947342.15 | 20346288.993 | 20753214.7729 | 21168279.0683 | 21591644.6497 | 22023477.5427 | 22463947.0935 | 22913226.0354 | 23371490.5561 | 23838920.3672 | 24315698.7746 | 0 | 0 | 0 | 0 | 0 | 0 | 0 | 0 | 0 | 0 | 0 | 0 | 0 | 0 | 318025209.5734
1E |  | Fixed O&M Other |  |  |  |  | 10696150.39 | 10735593.96 | 8134829.1 | 10672831.8 | 10192874 | 10396731.48 | 10604666.1096 | 10816759.4318 | 11033094.6204 | 11253756.5128 | 11478831.6431 | 11708408.276 | 11942576.4415 | 12181427.9703 | 12425056.5297 | 0 | 0 | 0 | 0 | 0 | 0 | 0 | 0 | 0 | 0 | 0 | 0 | 0 | 0 | 164273588.2652
1E |  | Variable O&M |  |  |  |  | 2076817 | 2179106 | 2812156 | 2901879 | 3014722 | 3075016.44 | 3136516.7688 | 3199247.1042 | 3263232.0463 | 3328496.6872 | 3395066.6209 | 3462967.9533 | 3532227.3124 | 3602871.8587 | 3674929.2958 | 0 | 0 | 0 | 0 | 0 | 0 | 0 | 0 | 0 | 0 | 0 | 0 | 0 | 0 | 46655252.0876
2 | Sensitivity 2 | Scenario 2: 230MW, year-round (2018 start) (43% avg CF) | 2027 | 2027 | 2025-2028 |  | 50240082.03 | 44835935.6744 | 35050553.663 | 43777930.7897 | 41836211.2801 | 38944416.9592 | 45268169.3199 | 41544203.5579 | 35711821.1411 | 34955068.4325 | 32775437.9168 | 0 | 0 | 0 | 0 | 0 | 0 | 0 | 0 | 0 | 0 | 0 | 0 | 0 | 0 | 0 | 0 | 0 | 0 | 444939830.7644
2 |  | On-Going CapX (exc water) |  |  |  |  | 18803258.5 | 13498670.8059 | 9009639.2205 | 14520055.0167 | 12844693.325 | 9373628.645 | 15106665.2394 | 9688623.7281 | 4739629.0957 | 3363432.5462 | 551969.3129 | 0 | 0 | 0 | 0 | 0 | 0 | 0 | 0 | 0 | 0 | 0 | 0 | 0 | 0 | 0 | 0 | 0 | 0 | 111500265.4354
2 |  | CapX Water Costs |  |  |  |  | 600000 | 3927000 | 364000 | 371000 | 378000 | 385000 | 392000 | 1490685.6676 | 0 | 0 | 0 | 0 | 0 | 0 | 0 | 0 | 0 | 0 | 0 | 0 | 0 | 0 | 0 | 0 | 0 | 0 | 0 | 0 | 0 | 7907685.6676
2 |  | Fixed O&M Labor |  |  |  |  | 18063856.14 | 16632735.5664 | 16916012.2049 | 17795841.4744 | 17896680.8075 | 18254614.4236 | 18619706.7121 | 18992100.8463 | 19371942.8633 | 19759381.7205 | 20154569.3549 | 0 | 0 | 0 | 0 | 0 | 0 | 0 | 0 | 0 | 0 | 0 | 0 | 0 | 0 | 0 | 0 | 0 | 0 | 202457442.1139
2 |  | Fixed O&M Other |  |  |  |  | 10696150.39 | 9662034.564 | 7321346.19 | 9605548.62 | 9173586.6 | 9357058.332 | 9544199.4986 | 9735083.4886 | 9929785.1584 | 10128380.8616 | 10330948.4788 | 0 | 0 | 0 | 0 | 0 | 0 | 0 | 0 | 0 | 0 | 0 | 0 | 0 | 0 | 0 | 0 | 0 | 0 | 105484122.182
2 |  | Variable O&M |  |  |  |  | 2076817 | 1115494.7381 | 1439556.0476 | 1485485.6786 | 1543250.5476 | 1574115.5586 | 1605597.8697 | 1637709.8271 | 1670464.0237 | 1703873.3042 | 1737950.7702 | 0 | 0 | 0 | 0 | 0 | 0 | 0 | 0 | 0 | 0 | 0 | 0 | 0 | 0 | 0 | 0 | 0 | 0 | 17590315.3654
2A | Sensitivity 2A | Sensitivity 2a : 230MW, year-round (2020 start) | 2025 | 2025 | 2023-2026 |  | 50240082.03 | 51609983.38 | 40885197.52 | 43406930.7897 | 41836211.2801 | 37415749.885 | 37447343.3868 | 33224708.6143 | 31359359.2781 | 0 | 0 | 0 | 0 | 0 | 0 | 0 | 0 | 0 | 0 | 0 | 0 | 0 | 0 | 0 | 0 | 0 | 0 | 0 | 0 | 367425566.1639
2A |  | On-Going CapX (exc water) |  |  |  |  | 18803258.5 | 15515713.57 | 10355907.15 | 14520055.0167 | 12844693.325 | 6795880.7676 | 7341839.3063 | 2859814.4522 | 387167.2327 | 0 | 0 | 0 | 0 | 0 | 0 | 0 | 0 | 0 | 0 | 0 | 0 | 0 | 0 | 0 | 0 | 0 | 0 | 0 | 0 | 89424329.3205
2A |  | CapX Water Costs |  |  |  |  | 600000 | 4641000 | 728000 | 0 | 378000 | 1434080.8032 | 336000 | 0 | 0 | 0 | 0 | 0 | 0 | 0 | 0 | 0 | 0 | 0 | 0 | 0 | 0 | 0 | 0 | 0 | 0 | 0 | 0 | 0 | 0 | 8117080.8032
2A |  | Fixed O&M Labor |  |  |  |  | 18063856.14 | 18538569.85 | 18854305.27 | 17795841.4744 | 17896680.8075 | 18254614.4236 | 18619706.7121 | 18992100.8463 | 19371942.8633 | 0 | 0 | 0 | 0 | 0 | 0 | 0 | 0 | 0 | 0 | 0 | 0 | 0 | 0 | 0 | 0 | 0 | 0 | 0 | 0 | 166387618.3872
2A |  | Fixed O&M Other |  |  |  |  | 10696150.39 | 10735593.96 | 8134829.1 | 9605548.62 | 9173586.6 | 9357058.332 | 9544199.4986 | 9735083.4886 | 9929785.1584 | 0 | 0 | 0 | 0 | 0 | 0 | 0 | 0 | 0 | 0 | 0 | 0 | 0 | 0 | 0 | 0 | 0 | 0 | 0 | 0 | 86911835.1476
2A |  | Variable O&M |  |  |  |  | 2076817 | 2179106 | 2812156 | 1485485.6786 | 1543250.5476 | 1574115.5586 | 1605597.8697 | 1637709.8271 | 1670464.0237 | 0 | 0 | 0 | 0 | 0 | 0 | 0 | 0 | 0 | 0 | 0 | 0 | 0 | 0 | 0 | 0 | 0 | 0 | 0 | 0 | 16584702.5053
2B | Sensitivity 2B | Sensitivity 2b : 230MW, year-round (2022 start) | 2023 | 2023 | 2022-2024 |  | 50240082.03 | 51609983.38 | 40885197.52 | 46943963.5969 | 40306532.2652 | 31191744.8442 | 30369238.6905 | 0 | 0 | 0 | 0 | 0 | 0 | 0 | 0 | 0 | 0 | 0 | 0 | 0 | 0 | 0 | 0 | 0 | 0 | 0 | 0 | 0 | 0 | 291546742.3268
2B |  | On-Going CapX (exc water) |  |  |  |  | 18803258.5 | 15515713.57 | 10355907.15 | 11519096.4869 | 6503594.1152 | 2005956.53 | 599734.61 | 0 | 0 | 0 | 0 | 0 | 0 | 0 | 0 | 0 | 0 | 0 | 0 | 0 | 0 | 0 | 0 | 0 | 0 | 0 | 0 | 0 | 0 | 65303260.9621
2B |  | CapX Water Costs |  |  |  |  | 600000 | 4641000 | 728000 | 2015208 | 648000 | 0 | 0 | 0 | 0 | 0 | 0 | 0 | 0 | 0 | 0 | 0 | 0 | 0 | 0 | 0 | 0 | 0 | 0 | 0 | 0 | 0 | 0 | 0 | 0 | 8632208
2B |  | Fixed O&M Labor |  |  |  |  | 18063856.14 | 18538569.85 | 18854305.27 | 19834948.31 | 19947342.15 | 18254614.4236 | 18619706.7121 | 0 | 0 | 0 | 0 | 0 | 0 | 0 | 0 | 0 | 0 | 0 | 0 | 0 | 0 | 0 | 0 | 0 | 0 | 0 | 0 | 0 | 0 | 132113342.8557
2B |  | Fixed O&M Other |  |  |  |  | 10696150.39 | 10735593.96 | 8134829.1 | 10672831.8 | 10192874 | 9357058.332 | 9544199.4986 | 0 | 0 | 0 | 0 | 0 | 0 | 0 | 0 | 0 | 0 | 0 | 0 | 0 | 0 | 0 | 0 | 0 | 0 | 0 | 0 | 0 | 0 | 69333537.0806
2B |  | Variable O&M |  |  |  |  | 2076817 | 2179106 | 2812156 | 2901879 | 3014722 | 1574115.5586 | 1605597.8697 | 0 | 0 | 0 | 0 | 0 | 0 | 0 | 0 | 0 | 0 | 0 | 0 | 0 | 0 | 0 | 0 | 0 | 0 | 0 | 0 | 0 | 0 | 16164393.4283
2C | Sensitivity 2C | Scenario 2c: 230MW, year-round (2018 start), Retire unit 1 in 2021, Retire unit 2 in 2024 | 2021 | 2024 | 2024+ | Water extends past the U2 retirement date | 50240082.03 | 43363436.2902 | 33350222.7397 | 39562919.7384 | 31587122.5766 | 22308604.9161 | 21853057.1332 | 20358964.4818 | 0 | 0 | 0 | 0 | 0 | 0 | 0 | 0 | 0 | 0 | 0 | 0 | 0 | 0 | 0 | 0 | 0 | 0 | 0 | 0 | 0 | 262624409.906
2C |  | On-Going CapX (exc water) |  |  |  |  | 18803258.5 | 11312171.4217 | 7309308.2972 | 10305043.9654 | 2973604.6215 | 2882926.311 | 2038864.956 | 148488.4609 | 0 | 0 | 0 | 0 | 0 | 0 | 0 | 0 | 0 | 0 | 0 | 0 | 0 | 0 | 0 | 0 | 0 | 0 | 0 | 0 | 0 | 55773666.5338
2C |  | CapX Water Costs |  |  |  |  | 600000 | 4641000 | 364000 | 371000 | 0 | 0 | 0 | 0 | 0 | 0 | 0 | 0 | 0 | 0 | 0 | 0 | 0 | 0 | 0 | 0 | 0 | 0 | 0 | 0 | 0 | 0 | 0 | 0 | 0 | 5976000
2C |  | Fixed O&M Labor |  |  |  |  | 18063856.14 | 16632735.5664 | 16916012.2049 | 17795841.4744 | 17896680.8075 | 13310711.8116 | 13576926.0479 | 13848464.5688 | 0 | 0 | 0 | 0 | 0 | 0 | 0 | 0 | 0 | 0 | 0 | 0 | 0 | 0 | 0 | 0 | 0 | 0 | 0 | 0 | 0 | 128041228.6214
2C |  | Fixed O&M Other |  |  |  |  | 10696150.39 | 9662034.564 | 7321346.19 | 9605548.62 | 9173586.6 | 5327909.0142 | 5434467.1945 | 5543156.5384 | 0 | 0 | 0 | 0 | 0 | 0 | 0 | 0 | 0 | 0 | 0 | 0 | 0 | 0 | 0 | 0 | 0 | 0 | 0 | 0 | 0 | 62764199.1112
2C |  | Variable O&M |  |  |  |  | 2076817 | 1115494.7381 | 1439556.0476 | 1485485.6786 | 1543250.5476 | 787057.7793 | 802798.9349 | 818854.9136 | 0 | 0 | 0 | 0 | 0 | 0 | 0 | 0 | 0 | 0 | 0 | 0 | 0 | 0 | 0 | 0 | 0 | 0 | 0 | 0 | 0 | 10069315.6396
2D | Sensitivity 2D | Scenario 2d: 230MW, year-round (2018 start), Retire unit 1 in 2021, Retire unit 2 at end of water w/ limited capital | 2021 | 2029 | 2027-2030 |  | 50240082.03 | 43363436.2902 | 33350222.7397 | 39562919.7384 | 32953754.3168 | 26791706.5503 | 29677598.5137 | 24292739.5207 | 27134283.3477 | 28567406.5775 | 23338724.7277 | 23278029.8923 | 22731603.9478 | 0 | 0 | 0 | 0 | 0 | 0 | 0 | 0 | 0 | 0 | 0 | 0 | 0 | 0 | 0 | 0 | 405282508.1928
2D |  | On-Going CapX (exc water) |  |  |  |  | 18803258.5 | 11312171.4217 | 7309308.2972 | 10305043.9654 | 3962236.3617 | 5931947.1419 | 9527406.3364 | 3740263.4999 | 6171597.8065 | 7186427.3255 | 1891205.8906 | 1401560.6785 | 417605.3497 | 0 | 0 | 0 | 0 | 0 | 0 | 0 | 0 | 0 | 0 | 0 | 0 | 0 | 0 | 0 | 0 | 87960032.5751
2D |  | CapX Water Costs |  |  |  |  | 600000 | 4641000 | 364000 | 371000 | 378000 | 1434080.8032 | 336000 | 342000 | 348000 | 354000 | 0 | 0 | 0 | 0 | 0 | 0 | 0 | 0 | 0 | 0 | 0 | 0 | 0 | 0 | 0 | 0 | 0 | 0 | 0 | 9168080.8032
2D |  | Fixed O&M Labor |  |  |  |  | 18063856.14 | 16632735.5664 | 16916012.2049 | 17795841.4744 | 17896680.8075 | 13310711.8116 | 13576926.0479 | 13848464.5688 | 14125433.8602 | 14407942.5374 | 14696101.3881 | 14990023.4159 | 15289823.8842 | 0 | 0 | 0 | 0 | 0 | 0 | 0 | 0 | 0 | 0 | 0 | 0 | 0 | 0 | 0 | 0 | 201550553.7073
2D |  | Fixed O&M Other |  |  |  |  | 10696150.39 | 9662034.564 | 7321346.19 | 9605548.62 | 9173586.6 | 5327909.0142 | 5434467.1945 | 5543156.5384 | 5654019.6692 | 5767100.0626 | 5882442.0638 | 6000090.9051 | 6120092.7232 | 0 | 0 | 0 | 0 | 0 | 0 | 0 | 0 | 0 | 0 | 0 | 0 | 0 | 0 | 0 | 0 | 92187944.535
2D |  | Variable O&M |  |  |  |  | 2076817 | 1115494.7381 | 1439556.0476 | 1485485.6786 | 1543250.5476 | 787057.7793 | 802798.9349 | 818854.9136 | 835232.0118 | 851936.6521 | 868975.3851 | 886354.8928 | 904081.9907 | 0 | 0 | 0 | 0 | 0 | 0 | 0 | 0 | 0 | 0 | 0 | 0 | 0 | 0 | 0 | 0 | 14415896.5722
2E | Sensitivity 2E | Scenario 2e: Blank |  |  |  |  | 0 | 0 | 0 | 0 | 0 | 0 | 0 | 0 | 0 | 0 | 0 | 0 | 0 | 0 | 0 | 0 | 0 | 0 | 0 | 0 | 0 | 0 | 0 | 0 | 0 | 0 | 0 | 0 | 0 | 0
2E |  | On-Going CapX (exc water) |  |  |  |  | 0 | 0 | 0 | 0 | 0 | 0 | 0 | 0 | 0 | 0 | 0 | 0 | 0 | 0 | 0 | 0 | 0 | 0 | 0 | 0 | 0 | 0 | 0 | 0 | 0 | 0 | 0 | 0 | 0 | 0
2E |  | CapX Water Costs | [33 empty] | 0
2E |  | Fixed O&M Labor |  |  |  |  | 0 | 0 | 0 | 0 | 0 | 0 | 0 | 0 | 0 | 0 | 0 | 0 | 0 | 0 | 0 | 0 | 0 | 0 | 0 | 0 | 0 | 0 | 0 | 0 | 0 | 0 | 0 | 0 | 0 | 0
2E |  | Fixed O&M Other |  |  |  |  | 0 | 0 | 0 | 0 | 0 | 0 | 0 | 0 | 0 | 0 | 0 | 0 | 0 | 0 | 0 | 0 | 0 | 0 | 0 | 0 | 0 | 0 | 0 | 0 | 0 | 0 | 0 | 0 | 0 | 0
2E |  | Variable O&M |  |  |  |  | 0 | 0 | 0 | 0 | 0 | 0 | 0 | 0 | 0 | 0 | 0 | 0 | 0 | 0 | 0 | 0 | 0 | 0 | 0 | 0 | 0 | 0 | 0 | 0 | 0 | 0 | 0 | 0 | 0 | 0
3 | Sensitivity 3 | Scenario 3: 50% capacity factor, year-round (2018 start) | 2026 | 2026 | 2024-2027 |  | 50240082.03 | 45017527.841 | 35284899.9963 | 44019754.0397 | 42087438.1134 | 39200668.3292 | 41375212.7764 | 37126216.89 | 33331125.223 | 32492974.4984 | 0 | 0 | 0 | 0 | 0 | 0 | 0 | 0 | 0 | 0 | 0 | 0 | 0 | 0 | 0 | 0 | 0 | 0 | 0 | 400175899.7375
3 |  | On-Going CapX (exc water) |  |  |  |  | 18803258.5 | 13498670.8059 | 9009639.2205 | 14520055.0167 | 12844693.325 | 9373628.645 | 10952332.2985 | 6494718.8026 | 2086997.1738 | 623963.8882 | 0 | 0 | 0 | 0 | 0 | 0 | 0 | 0 | 0 | 0 | 0 | 0 | 0 | 0 | 0 | 0 | 0 | 0 | 0 | 98207957.6763
3 |  | CapX Water Costs |  |  |  |  | 600000 | 3927000 | 364000 | 371000 | 378000 | 385000 | 392000 | 0 | 0 | 0 | 0 | 0 | 0 | 0 | 0 | 0 | 0 | 0 | 0 | 0 | 0 | 0 | 0 | 0 | 0 | 0 | 0 | 0 | 0 | 6417000
3 |  | Fixed O&M Labor |  |  |  |  | 18063856.14 | 16632735.5664 | 16916012.2049 | 17795841.4744 | 17896680.8075 | 18254614.4236 | 18619706.7121 | 18992100.8463 | 19371942.8633 | 19759381.7205 | 0 | 0 | 0 | 0 | 0 | 0 | 0 | 0 | 0 | 0 | 0 | 0 | 0 | 0 | 0 | 0 | 0 | 0 | 0 | 182302872.7589
3 |  | Fixed O&M Other |  |  |  |  | 10696150.39 | 9662034.564 | 7321346.19 | 9605548.62 | 9173586.6 | 9357058.332 | 9544199.4986 | 9735083.4886 | 9929785.1584 | 10128380.8616 | 0 | 0 | 0 | 0 | 0 | 0 | 0 | 0 | 0 | 0 | 0 | 0 | 0 | 0 | 0 | 0 | 0 | 0 | 0 | 95153173.7032
3 |  | Variable O&M |  |  |  |  | 2076817 | 1297086.9048 | 1673902.381 | 1727308.9286 | 1794477.381 | 1830366.9286 | 1866974.2671 | 1904313.7525 | 1942400.0275 | 1981248.0281 | 0 | 0 | 0 | 0 | 0 | 0 | 0 | 0 | 0 | 0 | 0 | 0 | 0 | 0 | 0 | 0 | 0 | 0 | 0 | 18094895.5991
3A | Sensitivity 3A | Sensitivity 3a : 50% capacity factor, year-round (2020 start) | 2025 | 2025 | 2023-2026 |  | 50240082.03 | 51609983.38 | 40885197.52 | 43648754.0397 | 42087438.1134 | 36237920.4518 | 37372719.7842 | 33491312.5396 | 31631295.2819 | 0 | 0 | 0 | 0 | 0 | 0 | 0 | 0 | 0 | 0 | 0 | 0 | 0 | 0 | 0 | 0 | 0 | 0 | 0 | 0 | 367204703.1406
3A |  | On-Going CapX (exc water) |  |  |  |  | 18803258.5 | 15515713.57 | 10355907.15 | 14520055.0167 | 12844693.325 | 6795880.7676 | 7341839.3063 | 2859814.4522 | 387167.2327 | 0 | 0 | 0 | 0 | 0 | 0 | 0 | 0 | 0 | 0 | 0 | 0 | 0 | 0 | 0 | 0 | 0 | 0 | 0 | 0 | 89424329.3205
3A |  | CapX Water Costs |  |  |  |  | 600000 | 4641000 | 728000 | 0 | 378000 | 0 | 0 | 0 | 0 | 0 | 0 | 0 | 0 | 0 | 0 | 0 | 0 | 0 | 0 | 0 | 0 | 0 | 0 | 0 | 0 | 0 | 0 | 0 | 0 | 6347000
3A |  | Fixed O&M Labor |  |  |  |  | 18063856.14 | 18538569.85 | 18854305.27 | 17795841.4744 | 17896680.8075 | 18254614.4236 | 18619706.7121 | 18992100.8463 | 19371942.8633 | 0 | 0 | 0 | 0 | 0 | 0 | 0 | 0 | 0 | 0 | 0 | 0 | 0 | 0 | 0 | 0 | 0 | 0 | 0 | 0 | 166387618.3872
3A |  | Fixed O&M Other |  |  |  |  | 10696150.39 | 10735593.96 | 8134829.1 | 9605548.62 | 9173586.6 | 9357058.332 | 9544199.4986 | 9735083.4886 | 9929785.1584 | 0 | 0 | 0 | 0 | 0 | 0 | 0 | 0 | 0 | 0 | 0 | 0 | 0 | 0 | 0 | 0 | 0 | 0 | 0 | 0 | 86911835.1476
3A |  | Variable O&M |  |  |  |  | 2076817 | 2179106 | 2812156 | 1727308.9286 | 1794477.381 | 1830366.9286 | 1866974.2671 | 1904313.7525 | 1942400.0275 | 0 | 0 | 0 | 0 | 0 | 0 | 0 | 0 | 0 | 0 | 0 | 0 | 0 | 0 | 0 | 0 | 0 | 0 | 0 | 0 | 18133920.2853
3B | Sensitivity 3B | Sensitivity 3b : 50% capacity factor, year-round (2022 start) | 2023 | 2023 | 2022-2024 |  | 50240082.03 | 51609983.38 | 40885197.52 | 46943963.5969 | 40306532.2652 | 31447996.2142 | 30630615.0879 | 0 | 0 | 0 | 0 | 0 | 0 | 0 | 0 | 0 | 0 | 0 | 0 | 0 | 0 | 0 | 0 | 0 | 0 | 0 | 0 | 0 | 0 | 292064370.0942
3B |  | On-Going CapX (exc water) |  |  |  |  | 18803258.5 | 15515713.57 | 10355907.15 | 11519096.4869 | 6503594.1152 | 2005956.53 | 599734.61 | 0 | 0 | 0 | 0 | 0 | 0 | 0 | 0 | 0 | 0 | 0 | 0 | 0 | 0 | 0 | 0 | 0 | 0 | 0 | 0 | 0 | 0 | 65303260.9621
3B |  | CapX Water Costs |  |  |  |  | 600000 | 4641000 | 728000 | 2015208 | 648000 | 0 | 0 | 0 | 0 | 0 | 0 | 0 | 0 | 0 | 0 | 0 | 0 | 0 | 0 | 0 | 0 | 0 | 0 | 0 | 0 | 0 | 0 | 0 | 0 | 8632208
3B |  | Fixed O&M Labor |  |  |  |  | 18063856.14 | 18538569.85 | 18854305.27 | 19834948.31 | 19947342.15 | 18254614.4236 | 18619706.7121 | 0 | 0 | 0 | 0 | 0 | 0 | 0 | 0 | 0 | 0 | 0 | 0 | 0 | 0 | 0 | 0 | 0 | 0 | 0 | 0 | 0 | 0 | 132113342.8557
3B |  | Fixed O&M Other |  |  |  |  | 10696150.39 | 10735593.96 | 8134829.1 | 10672831.8 | 10192874 | 9357058.332 | 9544199.4986 | 0 | 0 | 0 | 0 | 0 | 0 | 0 | 0 | 0 | 0 | 0 | 0 | 0 | 0 | 0 | 0 | 0 | 0 | 0 | 0 | 0 | 0 | 69333537.0806
3B |  | Variable O&M |  |  |  |  | 2076817 | 2179106 | 2812156 | 2901879 | 3014722 | 1830366.9286 | 1866974.2671 | 0 | 0 | 0 | 0 | 0 | 0 | 0 | 0 | 0 | 0 | 0 | 0 | 0 | 0 | 0 | 0 | 0 | 0 | 0 | 0 | 0 | 0 | 16682021.1957
3C | Sensitivity 3C | Scenario 3c: 50% capacity factor, year-round (2018 start), Retire unit 1 in 2021, Retire unit 2 in 2024 | 2021 | 2024 | 2024+ |  | 50240082.03 | 43545028.4569 | 33584569.073 | 39804742.9884 | 31838349.4099 | 22436730.6011 | 21983745.3319 | 20492266.4444 | 0 | 0 | 0 | 0 | 0 | 0 | 0 | 0 | 0 | 0 | 0 | 0 | 0 | 0 | 0 | 0 | 0 | 0 | 0 | 0 | 0 | 263925514.3357
3C |  | On-Going CapX (exc water) |  |  |  |  | 18803258.5 | 11312171.4217 | 7309308.2972 | 10305043.9654 | 2973604.6215 | 2882926.311 | 2038864.956 | 148488.4609 | 0 | 0 | 0 | 0 | 0 | 0 | 0 | 0 | 0 | 0 | 0 | 0 | 0 | 0 | 0 | 0 | 0 | 0 | 0 | 0 | 0 | 55773666.5338
3C |  | CapX Water Costs |  |  |  |  | 600000 | 4641000 | 364000 | 371000 | 0 | 0 | 0 | 0 | 0 | 0 | 0 | 0 | 0 | 0 | 0 | 0 | 0 | 0 | 0 | 0 | 0 | 0 | 0 | 0 | 0 | 0 | 0 | 0 | 0 | 5976000
3C |  | Fixed O&M Labor |  |  |  |  | 18063856.14 | 16632735.5664 | 16916012.2049 | 17795841.4744 | 17896680.8075 | 13310711.8116 | 13576926.0479 | 13848464.5688 | 0 | 0 | 0 | 0 | 0 | 0 | 0 | 0 | 0 | 0 | 0 | 0 | 0 | 0 | 0 | 0 | 0 | 0 | 0 | 0 | 0 | 128041228.6214
3C |  | Fixed O&M Other |  |  |  |  | 10696150.39 | 9662034.564 | 7321346.19 | 9605548.62 | 9173586.6 | 5327909.0142 | 5434467.1945 | 5543156.5384 | 0 | 0 | 0 | 0 | 0 | 0 | 0 | 0 | 0 | 0 | 0 | 0 | 0 | 0 | 0 | 0 | 0 | 0 | 0 | 0 | 0 | 62764199.1112
3C |  | Variable O&M |  |  |  |  | 2076817 | 1297086.9048 | 1673902.381 | 1727308.9286 | 1794477.381 | 915183.4643 | 933487.1336 | 952156.8762 | 0 | 0 | 0 | 0 | 0 | 0 | 0 | 0 | 0 | 0 | 0 | 0 | 0 | 0 | 0 | 0 | 0 | 0 | 0 | 0 | 0 | 11370420.0693
3D | Sensitivity 3D | Scenario 3d: 50% capacity factor, year-round (2018 start), Retire unit 1 in 2021, Retire unit 2 at end of water w/ limited capital | 2021 | 2026 | 2024-2027 | Water extends past the U2 retirement date | 50240082.03 | 43545028.4569 | 33584569.073 | 39804742.9884 | 33204981.1501 | 26919832.2353 | 27188249.9699 | 22503546.0444 | 22419375.4737 | 21559185.462 | 0 | 0 | 0 | 0 | 0 | 0 | 0 | 0 | 0 | 0 | 0 | 0 | 0 | 0 | 0 | 0 | 0 | 0 | 0 | 320969592.8838
3D |  | On-Going CapX (exc water) |  |  |  |  | 18803258.5 | 11312171.4217 | 7309308.2972 | 10305043.9654 | 3962236.3617 | 5931947.1419 | 6907369.5939 | 1817768.061 | 1320721.9306 | 393518.848 | 0 | 0 | 0 | 0 | 0 | 0 | 0 | 0 | 0 | 0 | 0 | 0 | 0 | 0 | 0 | 0 | 0 | 0 | 0 | 68063344.1215
3D |  | CapX Water Costs |  |  |  |  | 600000 | 4641000 | 364000 | 371000 | 378000 | 1434080.8032 | 336000 | 342000 | 348000 | 0 | 0 | 0 | 0 | 0 | 0 | 0 | 0 | 0 | 0 | 0 | 0 | 0 | 0 | 0 | 0 | 0 | 0 | 0 | 0 | 8814080.8032
3D |  | Fixed O&M Labor |  |  |  |  | 18063856.14 | 16632735.5664 | 16916012.2049 | 17795841.4744 | 17896680.8075 | 13310711.8116 | 13576926.0479 | 13848464.5688 | 14125433.8602 | 14407942.5374 | 0 | 0 | 0 | 0 | 0 | 0 | 0 | 0 | 0 | 0 | 0 | 0 | 0 | 0 | 0 | 0 | 0 | 0 | 0 | 156574605.019
3D |  | Fixed O&M Other |  |  |  |  | 10696150.39 | 9662034.564 | 7321346.19 | 9605548.62 | 9173586.6 | 5327909.0142 | 5434467.1945 | 5543156.5384 | 5654019.6692 | 5767100.0626 | 0 | 0 | 0 | 0 | 0 | 0 | 0 | 0 | 0 | 0 | 0 | 0 | 0 | 0 | 0 | 0 | 0 | 0 | 0 | 74185318.8429
3D |  | Variable O&M |  |  |  |  | 2076817 | 1297086.9048 | 1673902.381 | 1727308.9286 | 1794477.381 | 915183.4643 | 933487.1336 | 952156.8762 | 971200.0138 | 990624.014 | 0 | 0 | 0 | 0 | 0 | 0 | 0 | 0 | 0 | 0 | 0 | 0 | 0 | 0 | 0 | 0 | 0 | 0 | 0 | 13332244.0971
3E | Sensitivity 3E | Blank |  |  |  |  | 0 | 0 | 0 | 0 | 0 | 0 | 0 | 0 | 0 | 0 | 0 | 0 | 0 | 0 | 0 | 0 | 0 | 0 | 0 | 0 | 0 | 0 | 0 | 0 | 0 | 0 | 0 | 0 | 0 | 0
3E |  | On-Going CapX (exc water) |  |  |  |  | 0 | 0 | 0 | 0 | 0 | 0 | 0 | 0 | 0 | 0 | 0 | 0 | 0 | 0 | 0 | 0 | 0 | 0 | 0 | 0 | 0 | 0 | 0 | 0 | 0 | 0 | 0 | 0 | 0 | 0
3E |  | CapX Water Costs | [33 empty] | 0
3E |  | Fixed O&M Labor |  |  |  |  | 0 | 0 | 0 | 0 | 0 | 0 | 0 | 0 | 0 | 0 | 0 | 0 | 0 | 0 | 0 | 0 | 0 | 0 | 0 | 0 | 0 | 0 | 0 | 0 | 0 | 0 | 0 | 0 | 0 | 0
3E |  | Fixed O&M Other |  |  |  |  | 0 | 0 | 0 | 0 | 0 | 0 | 0 | 0 | 0 | 0 | 0 | 0 | 0 | 0 | 0 | 0 | 0 | 0 | 0 | 0 | 0 | 0 | 0 | 0 | 0 | 0 | 0 | 0 | 0 | 0
3E |  | Variable O&M |  |  |  |  | 0 | 0 | 0 | 0 | 0 | 0 | 0 | 0 | 0 | 0 | 0 | 0 | 0 | 0 | 0 | 0 | 0 | 0 | 0 | 0 | 0 | 0 | 0 | 0 | 0 | 0 | 0 | 0 | 0 | 0
4 | Sensitivity 4 | Scenario 4: Summer Peaking (400MW 8hrs, 230MW 16 hrs, 230MW off-peak (2018 start) | 2026 | 2026 | 2024-2027 |  | 50240082.03 | 46478733.4298 | 36308625.978 | 45484090.2362 | 43441977.3301 | 40453748.0355 | 42701327.5623 | 39808275.4965 | 34389856.1032 | 33520991.2642 | 0 | 0 | 0 | 0 | 0 | 0 | 0 | 0 | 0 | 0 | 0 | 0 | 0 | 0 | 0 | 0 | 0 | 0 | 0 | 412827707.4657
4 |  | On-Going CapX (exc water) |  |  |  |  | 18803258.5 | 13964142.213 | 9320316.435 | 15020746.569 | 13287613.7845 | 9696857.219 | 11329998.9295 | 6718674.6233 | 2158962.5936 | 645479.8844 | 0 | 0 | 0 | 0 | 0 | 0 | 0 | 0 | 0 | 0 | 0 | 0 | 0 | 0 | 0 | 0 | 0 | 0 | 0 | 100946050.7514
4 |  | CapX Water Costs |  |  |  |  | 600000 | 3927000 | 364000 | 371000 | 378000 | 385000 | 392000 | 1490685.6676 | 0 | 0 | 0 | 0 | 0 | 0 | 0 | 0 | 0 | 0 | 0 | 0 | 0 | 0 | 0 | 0 | 0 | 0 | 0 | 0 | 0 | 7907685.6676
4 |  | Fixed O&M Labor |  |  |  |  | 18063856.14 | 16632735.5664 | 16916012.2049 | 17795841.4744 | 17896680.8075 | 18254614.4236 | 18619706.7121 | 18992100.8463 | 19371942.8633 | 19759381.7205 | 0 | 0 | 0 | 0 | 0 | 0 | 0 | 0 | 0 | 0 | 0 | 0 | 0 | 0 | 0 | 0 | 0 | 0 | 0 | 182302872.7589
4 |  | Fixed O&M Other |  |  |  |  | 10696150.39 | 10735593.96 | 8134829.1 | 10672831.8 | 10192874 | 10396731.48 | 10604666.1096 | 10816759.4318 | 11033094.6204 | 11253756.5128 | 0 | 0 | 0 | 0 | 0 | 0 | 0 | 0 | 0 | 0 | 0 | 0 | 0 | 0 | 0 | 0 | 0 | 0 | 0 | 104537287.4047
4 |  | Variable O&M |  |  |  |  | 2076817 | 1219261.6905 | 1573468.2381 | 1623670.3929 | 1686808.7381 | 1720544.9129 | 1754955.8111 | 1790054.9273 | 1825856.0259 | 1862373.1464 | 0 | 0 | 0 | 0 | 0 | 0 | 0 | 0 | 0 | 0 | 0 | 0 | 0 | 0 | 0 | 0 | 0 | 0 | 0 | 17133810.8831
4A | Sensitivity 4A | Sensitivity 4a : Summer Peaking (400MW 8hrs, 230MW 16 hrs, 230MW off-peak (2020 start) | 2025 | 2025 | 2023-2026 |  | 50240082.03 | 51609983.38 | 40885197.52 | 45484090.2362 | 44470409.4901 | 37732112.3002 | 38910334.8118 | 34557343.9491 | 32631411.3365 | 0 | 0 | 0 | 0 | 0 | 0 | 0 | 0 | 0 | 0 | 0 | 0 | 0 | 0 | 0 | 0 | 0 | 0 | 0 | 0 | 376520965.0539
4A |  | On-Going CapX (exc water) |  |  |  |  | 18803258.5 | 15515713.57 | 10355907.15 | 15020746.569 | 13287613.7845 | 7030221.4838 | 7595006.179 | 2958428.7436 | 400517.8269 | 0 | 0 | 0 | 0 | 0 | 0 | 0 | 0 | 0 | 0 | 0 | 0 | 0 | 0 | 0 | 0 | 0 | 0 | 0 | 0 | 90967413.8068
4A |  | CapX Water Costs |  |  |  |  | 600000 | 4641000 | 728000 | 371000 | 1406432.16 | 330000 | 336000 | 0 | 0 | 0 | 0 | 0 | 0 | 0 | 0 | 0 | 0 | 0 | 0 | 0 | 0 | 0 | 0 | 0 | 0 | 0 | 0 | 0 | 0 | 8412432.16
4A |  | Fixed O&M Labor |  |  |  |  | 18063856.14 | 18538569.85 | 18854305.27 | 17795841.4744 | 17896680.8075 | 18254614.4236 | 18619706.7121 | 18992100.8463 | 19371942.8633 | 0 | 0 | 0 | 0 | 0 | 0 | 0 | 0 | 0 | 0 | 0 | 0 | 0 | 0 | 0 | 0 | 0 | 0 | 0 | 0 | 166387618.3872
4A |  | Fixed O&M Other |  |  |  |  | 10696150.39 | 10735593.96 | 8134829.1 | 10672831.8 | 10192874 | 10396731.48 | 10604666.1096 | 10816759.4318 | 11033094.6204 | 0 | 0 | 0 | 0 | 0 | 0 | 0 | 0 | 0 | 0 | 0 | 0 | 0 | 0 | 0 | 0 | 0 | 0 | 0 | 0 | 93283530.8918
4A |  | Variable O&M |  |  |  |  | 2076817 | 2179106 | 2812156 | 1623670.3929 | 1686808.7381 | 1720544.9129 | 1754955.8111 | 1790054.9273 | 1825856.0259 | 0 | 0 | 0 | 0 | 0 | 0 | 0 | 0 | 0 | 0 | 0 | 0 | 0 | 0 | 0 | 0 | 0 | 0 | 0 | 0 | 17469969.8081
4B | Sensitivity 4B | Sensitivity 4b : Summer Peaking (400MW 8hrs, 230MW 16 hrs, 230MW off-peak (2022 start) | 2024 | 2024 | 2022-2025 |  | 50240082.03 | 51609983.38 | 40885197.52 | 52114585.52 | 43736043.5196 | 35414563.4249 | 34323631.7651 | 32147745.2107 | 0 | 0 | 0 | 0 | 0 | 0 | 0 | 0 | 0 | 0 | 0 | 0 | 0 | 0 | 0 | 0 | 0 | 0 | 0 | 0 | 0 | 340471832.3703
4B |  | On-Going CapX (exc water) |  |  |  |  | 18803258.5 | 15515713.57 | 10355907.15 | 16689718.41 | 9933105.3696 | 4712672.6084 | 3344303.1323 | 548830.0052 | 0 | 0 | 0 | 0 | 0 | 0 | 0 | 0 | 0 | 0 | 0 | 0 | 0 | 0 | 0 | 0 | 0 | 0 | 0 | 0 | 0 | 79903508.7455
4B |  | CapX Water Costs |  |  |  |  | 600000 | 4641000 | 728000 | 2015208 | 648000 | 330000 | 0 | 0 | 0 | 0 | 0 | 0 | 0 | 0 | 0 | 0 | 0 | 0 | 0 | 0 | 0 | 0 | 0 | 0 | 0 | 0 | 0 | 0 | 0 | 8962208
4B |  | Fixed O&M Labor |  |  |  |  | 18063856.14 | 18538569.85 | 18854305.27 | 19834948.31 | 19947342.15 | 18254614.4236 | 18619706.7121 | 18992100.8463 | 0 | 0 | 0 | 0 | 0 | 0 | 0 | 0 | 0 | 0 | 0 | 0 | 0 | 0 | 0 | 0 | 0 | 0 | 0 | 0 | 0 | 151105443.7021
4B |  | Fixed O&M Other |  |  |  |  | 10696150.39 | 10735593.96 | 8134829.1 | 10672831.8 | 10192874 | 10396731.48 | 10604666.1096 | 10816759.4318 | 0 | 0 | 0 | 0 | 0 | 0 | 0 | 0 | 0 | 0 | 0 | 0 | 0 | 0 | 0 | 0 | 0 | 0 | 0 | 0 | 0 | 82250436.2714
4B |  | Variable O&M |  |  |  |  | 2076817 | 2179106 | 2812156 | 2901879 | 3014722 | 1720544.9129 | 1754955.8111 | 1790054.9273 | 0 | 0 | 0 | 0 | 0 | 0 | 0 | 0 | 0 | 0 | 0 | 0 | 0 | 0 | 0 | 0 | 0 | 0 | 0 | 0 | 0 | 18250235.6513
4C | Sensitivity 4C | Scenario 4c: Summer Peaking (400MW 8hrs, 230MW 16 hrs, 230MW off-peak (2018 start), Retire unit 1 in 2021, Retire unit 2 in 2024 | 2021 | 2024 | 2024+ |  | 50240082.03 | 44930837.5152 | 34549662.9539 | 41123733.9763 | 33230506.2575 | 23073220.7358 | 22601871.4804 | 21056163.6057 | 0 | 0 | 0 | 0 | 0 | 0 | 0 | 0 | 0 | 0 | 0 | 0 | 0 | 0 | 0 | 0 | 0 | 0 | 0 | 0 | 0 | 270806078.5547
4C |  | On-Going CapX (exc water) |  |  |  |  | 18803258.5 | 11702246.2984 | 7561353.4109 | 10660390.3091 | 3076142.7119 | 2982337.5631 | 2109170.6441 | 153608.7527 | 0 | 0 | 0 | 0 | 0 | 0 | 0 | 0 | 0 | 0 | 0 | 0 | 0 | 0 | 0 | 0 | 0 | 0 | 0 | 0 | 0 | 57048508.1902
4C |  | CapX Water Costs |  |  |  |  | 600000 | 4641000 | 364000 | 371000 | 378000 | 0 | 0 | 0 | 0 | 0 | 0 | 0 | 0 | 0 | 0 | 0 | 0 | 0 | 0 | 0 | 0 | 0 | 0 | 0 | 0 | 0 | 0 | 0 | 0 | 6354000
4C |  | Fixed O&M Labor |  |  |  |  | 18063856.14 | 16632735.5664 | 16916012.2049 | 17795841.4744 | 17896680.8075 | 13310711.8116 | 13576926.0479 | 13848464.5688 | 0 | 0 | 0 | 0 | 0 | 0 | 0 | 0 | 0 | 0 | 0 | 0 | 0 | 0 | 0 | 0 | 0 | 0 | 0 | 0 | 0 | 128041228.6214
4C |  | Fixed O&M Other |  |  |  |  | 10696150.39 | 10735593.96 | 8134829.1 | 10672831.8 | 10192874 | 5919898.9047 | 6038296.8828 | 6159062.8205 | 0 | 0 | 0 | 0 | 0 | 0 | 0 | 0 | 0 | 0 | 0 | 0 | 0 | 0 | 0 | 0 | 0 | 0 | 0 | 0 | 0 | 68549537.858
4C |  | Variable O&M |  |  |  |  | 2076817 | 1219261.6905 | 1573468.2381 | 1623670.3929 | 1686808.7381 | 860272.4564 | 877477.9056 | 895027.4637 | 0 | 0 | 0 | 0 | 0 | 0 | 0 | 0 | 0 | 0 | 0 | 0 | 0 | 0 | 0 | 0 | 0 | 0 | 0 | 0 | 0 | 10812803.8852
4D | Sensitivity 4D | Scenario 4d: Summer Peaking (400MW 8hrs, 230MW 16 hrs, 230MW off-peak (2018 start), Retire unit 1 in 2021, Retire unit 2 at end of water w/ limited capital | 2021 | 2030 | 2026-2031 |  | 50240082.03 | 48434190.1261 | 38382000.3792 | 41123733.9763 | 34253228.7473 | 27661461.0193 | 30684638.4256 | 25113792.9563 | 28053017.4739 | 32355135.537 | 25100486.0394 | 25918339.2511 | 25406804.3698 | 23705942.796 | 0 | 0 | 0 | 0 | 0 | 0 | 0 | 0 | 0 | 0 | 0 | 0 | 0 | 0 | 0 | 456432853.1274
4D |  | On-Going CapX (exc water) |  |  |  |  | 18803258.5 | 12339920.3161 | 8216710.0092 | 10660390.3091 | 4098865.2018 | 6136497.0434 | 9855937.5894 | 3869238.1034 | 6384411.5239 | 10254117.468 | 2918527.609 | 3292741.6521 | 2328694.8189 | 166271.054 | 0 | 0 | 0 | 0 | 0 | 0 | 0 | 0 | 0 | 0 | 0 | 0 | 0 | 0 | 0 | 99325581.198
4D |  | CapX Water Costs |  |  |  |  | 600000 | 4641000 | 364000 | 371000 | 378000 | 1434080.8032 | 336000 | 342000 | 348000 | 354000 | 0 | 0 | 0 | 0 | 0 | 0 | 0 | 0 | 0 | 0 | 0 | 0 | 0 | 0 | 0 | 0 | 0 | 0 | 0 | 9168080.8032
4D |  | Fixed O&M Labor |  |  |  |  | 18063856.14 | 18538569.85 | 18854305.27 | 17795841.4744 | 17896680.8075 | 13310711.8116 | 13576926.0479 | 13848464.5688 | 14125433.8602 | 14407942.5374 | 14696101.3881 | 14990023.4159 | 15289823.8842 | 15595620.3619 | 0 | 0 | 0 | 0 | 0 | 0 | 0 | 0 | 0 | 0 | 0 | 0 | 0 | 0 | 0 | 220990301.418
4D |  | Fixed O&M Other |  |  |  |  | 10696150.39 | 10735593.96 | 8134829.1 | 10672831.8 | 10192874 | 5919898.9047 | 6038296.8828 | 6159062.8205 | 6282244.0769 | 6407888.9584 | 6536046.7376 | 6666767.6723 | 6800103.0258 | 6936105.0863 | 0 | 0 | 0 | 0 | 0 | 0 | 0 | 0 | 0 | 0 | 0 | 0 | 0 | 0 | 0 | 108178693.4152
4D |  | Variable O&M |  |  |  |  | 2076817 | 2179106 | 2812156 | 1623670.3929 | 1686808.7381 | 860272.4564 | 877477.9056 | 895027.4637 | 912928.0129 | 931186.5732 | 949810.3047 | 968806.5108 | 988182.641 | 1007946.2938 | 0 | 0 | 0 | 0 | 0 | 0 | 0 | 0 | 0 | 0 | 0 | 0 | 0 | 0 | 0 | 18770196.2929
4E | Sensitivity 4E | Blank |  |  |  |  | 0 | 0 | 0 | 0 | 0 | 0 | 0 | 0 | 0 | 0 | 0 | 0 | 0 | 0 | 0 | 0 | 0 | 0 | 0 | 0 | 0 | 0 | 0 | 0 | 0 | 0 | 0 | 0 | 0 | 0
4E |  | On-Going CapX (exc water) |  |  |  |  | 0 | 0 | 0 | 0 | 0 | 0 | 0 | 0 | 0 | 0 | 0 | 0 | 0 | 0 | 0 | 0 | 0 | 0 | 0 | 0 | 0 | 0 | 0 | 0 | 0 | 0 | 0 | 0 | 0 | 0
4E |  | CapX Water Costs | [33 empty] | 0
4E |  | Fixed O&M Labor |  |  |  |  | 0 | 0 | 0 | 0 | 0 | 0 | 0 | 0 | 0 | 0 | 0 | 0 | 0 | 0 | 0 | 0 | 0 | 0 | 0 | 0 | 0 | 0 | 0 | 0 | 0 | 0 | 0 | 0 | 0 | 0
4E |  | Fixed O&M Other |  |  |  |  | 0 | 0 | 0 | 0 | 0 | 0 | 0 | 0 | 0 | 0 | 0 | 0 | 0 | 0 | 0 | 0 | 0 | 0 | 0 | 0 | 0 | 0 | 0 | 0 | 0 | 0 | 0 | 0 | 0 | 0
4E |  | Variable O&M |  |  |  |  | 0 | 0 | 0 | 0 | 0 | 0 | 0 | 0 | 0 | 0 | 0 | 0 | 0 | 0 | 0 | 0 | 0 | 0 | 0 | 0 | 0 | 0 | 0 | 0 | 0 | 0 | 0 | 0 | 0 | 0
5 | Sensitivity 5 | Scenario 5: Summer Peaking (400MW 8hrs, 230MW 16 hrs, 0MW off-peak (2018 start) | 2032 | 2032 | 2028-2033 |  | 50240082.03 | 34473053.8796 | 25285956.0006 | 29512106.8559 | 26544308.9778 | 23426200.6834 | 25344732.1531 | 26002160 | 23566454.1308 | 26689515.0792 | 26243924.2934 | 25005609.2713 | 25838622.8493 | 23916768.853 | 22157641.7767 | 21836936.573 | 0 | 0 | 0 | 0 | 0 | 0 | 0 | 0 | 0 | 0 | 0 | 0 | 0 | 436084073.407
5 |  | On-Going CapX (exc water) |  |  |  |  | 18803258.5 | 13964142.213 | 9320316.435 | 11682802.887 | 8858409.1897 | 5387142.8994 | 6945593.2135 | 6144192.6139 | 4483826.7781 | 7226195.1793 | 6392417.9955 | 4758272.8475 | 5559659.6971 | 3232226.4377 | 1059408.5131 | 316738.6441 | 0 | 0 | 0 | 0 | 0 | 0 | 0 | 0 | 0 | 0 | 0 | 0 | 0 | 114134604.0439
5 |  | CapX Water Costs |  |  |  |  | 600000 | 3927000 | 364000 | 371000 | 378000 | 385000 | 392000 | 1490685.6676 | 348000 | 354000 | 360000 | 366000 | 0 | 0 | 0 | 0 | 0 | 0 | 0 | 0 | 0 | 0 | 0 | 0 | 0 | 0 | 0 | 0 | 0 | 9335685.6676
5 |  | Fixed O&M Labor |  |  |  |  | 18063856.14 | 10741975.0533 | 10924924.549 | 11493147.6189 | 11558273.0215 | 11789438.4819 | 12025227.2516 | 12265731.7966 | 12511046.4325 | 12761267.3612 | 13016492.7084 | 13276822.5626 | 13542359.0138 | 13813206.1941 | 14089470.318 | 14371259.7243 | 0 | 0 | 0 | 0 | 0 | 0 | 0 | 0 | 0 | 0 | 0 | 0 | 0 | 206244498.2276
5 |  | Fixed O&M Other |  |  |  |  | 10696150.39 | 5367796.98 | 4067414.55 | 5336415.9 | 5096437 | 5198365.74 | 5302333.0548 | 5408379.7159 | 5516547.3102 | 5626878.2564 | 5739415.8215 | 5854204.138 | 5971288.2207 | 6090713.9852 | 6212528.2649 | 6336778.8302 | 0 | 0 | 0 | 0 | 0 | 0 | 0 | 0 | 0 | 0 | 0 | 0 | 0 | 93821648.1577
5 |  | Variable O&M |  |  |  |  | 2076817 | 472139.6333 | 609300.4667 | 628740.45 | 653189.7667 | 666253.562 | 679578.6332 | 693170.2059 | 707033.61 | 721174.2822 | 735597.7679 | 750309.7232 | 765315.9177 | 780622.236 | 796234.6808 | 812159.3744 | 0 | 0 | 0 | 0 | 0 | 0 | 0 | 0 | 0 | 0 | 0 | 0 | 0 | 12547637.31
5A | Sensitivity 5A | Sensitivity 5a : Summer Peaking (400MW 8hrs, 230MW 16 hrs, 0MW off-peak (2020 start) | 2030 | 2030 | 2025-2031 |  | 50240082.03 | 51609983.38 | 40885197.52 | 32850050.5379 | 32001945.7326 | 25526057.8431 | 28761528.7599 | 26389522.4858 | 23566454.1308 | 26335515.0792 | 24126009.3446 | 22193857.0276 | 21920021.3249 | 20948574.0811 | 0 | 0 | 0 | 0 | 0 | 0 | 0 | 0 | 0 | 0 | 0 | 0 | 0 | 0 | 0 | 427354799.2775
5A |  | On-Going CapX (exc water) |  |  |  |  | 18803258.5 | 15515713.57 | 10355907.15 | 15020746.569 | 13287613.7845 | 7542000.0592 | 10418389.8203 | 7680240.7674 | 4483826.7781 | 7226195.1793 | 4634503.0468 | 2312520.6039 | 1641058.1726 | 264031.6658 | 0 | 0 | 0 | 0 | 0 | 0 | 0 | 0 | 0 | 0 | 0 | 0 | 0 | 0 | 0 | 119186005.6669
5A |  | CapX Water Costs |  |  |  |  | 600000 | 4641000 | 728000 | 371000 | 1406432.16 | 330000 | 336000 | 342000 | 348000 | 0 | 0 | 0 | 0 | 0 | 0 | 0 | 0 | 0 | 0 | 0 | 0 | 0 | 0 | 0 | 0 | 0 | 0 | 0 | 0 | 9102432.16
5A |  | Fixed O&M Labor |  |  |  |  | 18063856.14 | 18538569.85 | 18854305.27 | 11493147.6189 | 11558273.0215 | 11789438.4819 | 12025227.2516 | 12265731.7966 | 12511046.4325 | 12761267.3612 | 13016492.7084 | 13276822.5626 | 13542359.0138 | 13813206.1941 | 0 | 0 | 0 | 0 | 0 | 0 | 0 | 0 | 0 | 0 | 0 | 0 | 0 | 0 | 0 | 193509743.703
5A |  | Fixed O&M Other |  |  |  |  | 10696150.39 | 10735593.96 | 8134829.1 | 5336415.9 | 5096437 | 5198365.74 | 5302333.0548 | 5408379.7159 | 5516547.3102 | 5626878.2564 | 5739415.8215 | 5854204.138 | 5971288.2207 | 6090713.9852 | 0 | 0 | 0 | 0 | 0 | 0 | 0 | 0 | 0 | 0 | 0 | 0 | 0 | 0 | 0 | 90707552.5927
5A |  | Variable O&M |  |  |  |  | 2076817 | 2179106 | 2812156 | 628740.45 | 653189.7667 | 666253.562 | 679578.6332 | 693170.2059 | 707033.61 | 721174.2822 | 735597.7679 | 750309.7232 | 765315.9177 | 780622.236 | 0 | 0 | 0 | 0 | 0 | 0 | 0 | 0 | 0 | 0 | 0 | 0 | 0 | 0 | 0 | 14849065.1549
5B | Sensitivity 5B | Sensitivity 5b : Summer Peaking (400MW 8hrs, 230MW 16 hrs, 0MW off-peak (2022 start) | 2025 | 2025 | 2022-2026 |  | 50240082.03 | 51609983.38 | 40885197.52 | 52114585.52 | 48566953.4661 | 23867052.1 | 24043800.3905 | 19958144.5892 | 18968959.9731 | 0 | 0 | 0 | 0 | 0 | 0 | 0 | 0 | 0 | 0 | 0 | 0 | 0 | 0 | 0 | 0 | 0 | 0 | 0 | 0 | 330254758.9688
5B |  | On-Going CapX (exc water) |  |  |  |  | 18803258.5 | 15515713.57 | 10355907.15 | 16689718.41 | 14764015.3161 | 5882994.3161 | 6036661.4509 | 1590862.8708 | 234332.6203 | 0 | 0 | 0 | 0 | 0 | 0 | 0 | 0 | 0 | 0 | 0 | 0 | 0 | 0 | 0 | 0 | 0 | 0 | 0 | 0 | 89873464.2041
5B |  | CapX Water Costs |  |  |  |  | 600000 | 4641000 | 728000 | 2015208 | 648000 | 330000 | 0 | 0 | 0 | 0 | 0 | 0 | 0 | 0 | 0 | 0 | 0 | 0 | 0 | 0 | 0 | 0 | 0 | 0 | 0 | 0 | 0 | 0 | 0 | 8962208
5B |  | Fixed O&M Labor |  |  |  |  | 18063856.14 | 18538569.85 | 18854305.27 | 19834948.31 | 19947342.15 | 11789438.4819 | 12025227.2516 | 12265731.7966 | 12511046.4325 | 0 | 0 | 0 | 0 | 0 | 0 | 0 | 0 | 0 | 0 | 0 | 0 | 0 | 0 | 0 | 0 | 0 | 0 | 0 | 0 | 143830465.6826
5B |  | Fixed O&M Other |  |  |  |  | 10696150.39 | 10735593.96 | 8134829.1 | 10672831.8 | 10192874 | 5198365.74 | 5302333.0548 | 5408379.7159 | 5516547.3102 | 0 | 0 | 0 | 0 | 0 | 0 | 0 | 0 | 0 | 0 | 0 | 0 | 0 | 0 | 0 | 0 | 0 | 0 | 0 | 0 | 71857905.0709
5B |  | Variable O&M |  |  |  |  | 2076817 | 2179106 | 2812156 | 2901879 | 3014722 | 666253.562 | 679578.6332 | 693170.2059 | 707033.61 | 0 | 0 | 0 | 0 | 0 | 0 | 0 | 0 | 0 | 0 | 0 | 0 | 0 | 0 | 0 | 0 | 0 | 0 | 0 | 0 | 15730716.0112
5C | Sensitivity 5C | Scenario 5c: Summer Peaking (400MW 8hrs, 230MW 16 hrs, 0MW off-peak (2018 start). Retire unit 1 in 2021, Retire unit 2 in 2024 | 2021 | 2024 | 2024+ | Water extends past the U2 retirement date | 50240082.03 | 32925157.965 | 23526992.9766 | 26120718.6537 | 19358661.5961 | 15218193.8326 | 14769975.5987 | 14177488.3087 | 0 | 0 | 0 | 0 | 0 | 0 | 0 | 0 | 0 | 0 | 0 | 0 | 0 | 0 | 0 | 0 | 0 | 0 | 0 | 0 | 0 | 196337270.9614
5C |  | On-Going CapX (exc water) |  |  |  |  | 18803258.5 | 11702246.2984 | 7561353.4109 | 8291414.6848 | 2050761.8079 | 1656854.2017 | 937409.1752 | 68270.5568 | 0 | 0 | 0 | 0 | 0 | 0 | 0 | 0 | 0 | 0 | 0 | 0 | 0 | 0 | 0 | 0 | 0 | 0 | 0 | 0 | 0 | 51071568.6357
5C |  | CapX Water Costs |  |  |  |  | 600000 | 4641000 | 364000 | 371000 | 0 | 0 | 0 | 0 | 0 | 0 | 0 | 0 | 0 | 0 | 0 | 0 | 0 | 0 | 0 | 0 | 0 | 0 | 0 | 0 | 0 | 0 | 0 | 0 | 0 | 5976000
5C |  | Fixed O&M Labor |  |  |  |  | 18063856.14 | 10741975.0533 | 10924924.549 | 11493147.6189 | 11558273.0215 | 10268263.3975 | 10473628.6655 | 10683101.2388 | 0 | 0 | 0 | 0 | 0 | 0 | 0 | 0 | 0 | 0 | 0 | 0 | 0 | 0 | 0 | 0 | 0 | 0 | 0 | 0 | 0 | 94207169.6845
5C |  | Fixed O&M Other |  |  |  |  | 10696150.39 | 5367796.98 | 4067414.55 | 5336415.9 | 5096437 | 2959949.4524 | 3019148.4414 | 3079531.4102 | 0 | 0 | 0 | 0 | 0 | 0 | 0 | 0 | 0 | 0 | 0 | 0 | 0 | 0 | 0 | 0 | 0 | 0 | 0 | 0 | 0 | 39622844.124
5C |  | Variable O&M |  |  |  |  | 2076817 | 472139.6333 | 609300.4667 | 628740.45 | 653189.7667 | 333126.781 | 339789.3166 | 346585.103 | 0 | 0 | 0 | 0 | 0 | 0 | 0 | 0 | 0 | 0 | 0 | 0 | 0 | 0 | 0 | 0 | 0 | 0 | 0 | 0 | 0 | 5459688.5172
5D | Sensitivity 5D | Scenario 5d: Summer Peaking (400MW 8hrs, 230MW 16 hrs, 0MW off-peak (2018 start). Retire unit 1 in 2021, Retire unit 2 at end of water w/ limited capital | 2021 | 2032 | 2031-2033 |  | 50240082.03 | 48434190.1261 | 38382000.3792 | 28225878.5472 | 21658140.2134 | 19768251.4678 | 20739191.4831 | 16600794.4761 | 17576918.3399 | 19590615.6905 | 17121950.4511 | 18649465.9736 | 19456058.6149 | 21376140.9022 | 17261485.5146 | 16730956.6967 | 0 | 0 | 0 | 0 | 0 | 0 | 0 | 0 | 0 | 0 | 0 | 0 | 0 | 391812120.9064
5D |  | On-Going CapX (exc water) |  |  |  |  | 18803258.5 | 12339920.3161 | 8216710.0092 | 10396574.5783 | 3972240.4252 | 4772831.0337 | 6570625.0596 | 2149576.7241 | 2837516.2329 | 4557385.5413 | 1789135.699 | 3011194.9264 | 3506342.1468 | 904648.5557 | 670429.3011 | 199759.359 | 0 | 0 | 0 | 0 | 0 | 0 | 0 | 0 | 0 | 0 | 0 | 0 | 0 | 84698148.4084
5D |  | CapX Water Costs |  |  |  |  | 600000 | 4641000 | 364000 | 371000 | 378000 | 1434080.8032 | 336000 | 342000 | 348000 | 354000 | 360000 | 366000 | 372000 | 4582221.549 | 384000 | 0 | 0 | 0 | 0 | 0 | 0 | 0 | 0 | 0 | 0 | 0 | 0 | 0 | 0 | 15232302.3522
5D |  | Fixed O&M Labor |  |  |  |  | 18063856.14 | 18538569.85 | 18854305.27 | 11493147.6189 | 11558273.0215 | 10268263.3975 | 10473628.6655 | 10683101.2388 | 10896763.2636 | 11114698.5289 | 11336992.4994 | 11563732.3494 | 11795006.9964 | 12030907.1363 | 12271525.2791 | 12516955.7846 | 0 | 0 | 0 | 0 | 0 | 0 | 0 | 0 | 0 | 0 | 0 | 0 | 0 | 203459727.0399
5D |  | Fixed O&M Other |  |  |  |  | 10696150.39 | 10735593.96 | 8134829.1 | 5336415.9 | 5096437 | 2959949.4524 | 3019148.4414 | 3079531.4102 | 3141122.0384 | 3203944.4792 | 3268023.3688 | 3333383.8362 | 3400051.5129 | 3468052.5431 | 3537413.594 | 3608161.8659 | 0 | 0 | 0 | 0 | 0 | 0 | 0 | 0 | 0 | 0 | 0 | 0 | 0 | 76018208.8925
5D |  | Variable O&M |  |  |  |  | 2076817 | 2179106 | 2812156 | 628740.45 | 653189.7667 | 333126.781 | 339789.3166 | 346585.103 | 353516.805 | 360587.1411 | 367798.8839 | 375154.8616 | 382657.9588 | 390311.118 | 398117.3404 | 406079.6872 | 0 | 0 | 0 | 0 | 0 | 0 | 0 | 0 | 0 | 0 | 0 | 0 | 0 | 12403734.2133
5D | Sensitivity 5D | Blank |  |  |  |  | 0 | 0 | 0 | 0 | 0 | 0 | 0 | 0 | 0 | 0 | 0 | 0 | 0 | 0 | 0 | 0 | 0 | 0 | 0 | 0 | 0 | 0 | 0 | 0 | 0 | 0 | 0 | 0 | 0 | 0
5D |  | On-Going CapX (exc water) | [33 empty] | 0
5D |  | CapX Water Costs | [33 empty] | 0
5D |  | Fixed O&M Labor | [33 empty] | 0
5D |  | Fixed O&M Other | [33 empty] | 0
5D |  | Variable O&M | [33 empty] | 0
6 | Sensitivity 6 | Scenario 6: Managed decline (Summer peak + winter 230MW (2018), 230MW year-round (2022), peaking only (2025), U1 ret (2026) | 2026 | 2029 | 2024-2030 |  | 50240082.03 | 44118865.0256 | 33020873.8067 | 40939495.4406 | 38654281.314 | 34814862.8684 | 39014556.1552 | 36048463.2913 | 34176514.6618 | 35152396.899 | 17955753.6287 | 17492953.7616 | 16970410.6451 | 0 | 0 | 0 | 0 | 0 | 0 | 0 | 0 | 0 | 0 | 0 | 0 | 0 | 0 | 0 | 0 | 438599509.5281
6 |  | On-Going CapX (exc water) |  |  |  |  | 18803258.5 | 14895085.0272 | 9734552.721 | 15020746.569 | 12549413.0187 | 8188457.2071 | 11856322.3807 | 7256219.1737 | 5980925.0429 | 6393855.4877 | 1630349.9057 | 1208241.9642 | 360004.6118 | 0 | 0 | 0 | 0 | 0 | 0 | 0 | 0 | 0 | 0 | 0 | 0 | 0 | 0 | 0 | 0 | 113877431.6097
6 |  | CapX Water Costs |  |  |  |  | 600000 | 4641000 | 0 | 0 | 378000 | 385000 | 392000 | 1490685.6676 | 348000 | 354000 | 360000 | 0 | 0 | 0 | 0 | 0 | 0 | 0 | 0 | 0 | 0 | 0 | 0 | 0 | 0 | 0 | 0 | 0 | 0 | 8948685.6676
6 |  | Fixed O&M Labor |  |  |  |  | 18063856.14 | 16632735.5664 | 16916012.2049 | 17795841.4744 | 17896680.8075 | 18254614.4236 | 18619706.7121 | 18992100.8463 | 19371942.8633 | 19759381.7205 | 11336992.4994 | 11563732.3494 | 11795006.9964 | 0 | 0 | 0 | 0 | 0 | 0 | 0 | 0 | 0 | 0 | 0 | 0 | 0 | 0 | 0 | 0 | 216998604.6042
6 |  | Fixed O&M Other |  |  |  |  | 10696150.39 | 7300203.8928 | 5531683.788 | 7257525.624 | 6931154.32 | 7069777.4064 | 7211172.9545 | 7355396.4136 | 7502504.3419 | 7652554.4287 | 4444511.7816 | 4533402.0172 | 4624070.0575 | 0 | 0 | 0 | 0 | 0 | 0 | 0 | 0 | 0 | 0 | 0 | 0 | 0 | 0 | 0 | 0 | 88110107.4162
6 |  | Variable O&M |  |  |  |  | 2076817 | 649840.5393 | 838625.0929 | 865381.7732 | 899033.1679 | 917013.8312 | 935354.1078 | 954061.19 | 973142.4138 | 992605.2621 | 183899.442 | 187577.4308 | 191328.9794 | 0 | 0 | 0 | 0 | 0 | 0 | 0 | 0 | 0 | 0 | 0 | 0 | 0 | 0 | 0 | 0 | 10664680.2303
6A | Sensitivity 6A | Blank |  |  |  |  | 0 | 0 | 0 | 0 | 0 | 0 | 0 | 0 | 0 | 0 | 0 | 0 | 0 | 0 | 0 | 0 | 0 | 0 | 0 | 0 | 0 | 0 | 0 | 0 | 0 | 0 | 0 | 0 | 0 | 0
6A |  | On-Going CapX (exc water) |  |  |  |  | 0 | 0 | 0 | 0 | 0 | 0 | 0 | 0 | 0 | 0 | 0 | 0 | 0 | 0 | 0 | 0 | 0 | 0 | 0 | 0 | 0 | 0 | 0 | 0 | 0 | 0 | 0 | 0 | 0 | 0
6A |  | CapX Water Costs | [33 empty] | 0
6A |  | Fixed O&M Labor |  |  |  |  | 0 | 0 | 0 | 0 | 0 | 0 | 0 | 0 | 0 | 0 | 0 | 0 | 0 | 0 | 0 | 0 | 0 | 0 | 0 | 0 | 0 | 0 | 0 | 0 | 0 | 0 | 0 | 0 | 0 | 0
6A |  | Fixed O&M Other |  |  |  |  | 0 | 0 | 0 | 0 | 0 | 0 | 0 | 0 | 0 | 0 | 0 | 0 | 0 | 0 | 0 | 0 | 0 | 0 | 0 | 0 | 0 | 0 | 0 | 0 | 0 | 0 | 0 | 0 | 0 | 0
6A |  | Variable O&M |  |  |  |  | 0 | 0 | 0 | 0 | 0 | 0 | 0 | 0 | 0 | 0 | 0 | 0 | 0 | 0 | 0 | 0 | 0 | 0 | 0 | 0 | 0 | 0 | 0 | 0 | 0 | 0 | 0 | 0 | 0 | 0
6B | Sensitivity 6B | Blank |  |  |  |  | 0 | 0 | 0 | 0 | 0 | 0 | 0 | 0 | 0 | 0 | 0 | 0 | 0 | 0 | 0 | 0 | 0 | 0 | 0 | 0 | 0 | 0 | 0 | 0 | 0 | 0 | 0 | 0 | 0 | 0
6B |  | On-Going CapX (exc water) |  |  |  |  | 0 | 0 | 0 | 0 | 0 | 0 | 0 | 0 | 0 | 0 | 0 | 0 | 0 | 0 | 0 | 0 | 0 | 0 | 0 | 0 | 0 | 0 | 0 | 0 | 0 | 0 | 0 | 0 | 0 | 0
6B |  | CapX Water Costs | [33 empty] | 0
6B |  | Fixed O&M Labor |  |  |  |  | 0 | 0 | 0 | 0 | 0 | 0 | 0 | 0 | 0 | 0 | 0 | 0 | 0 | 0 | 0 | 0 | 0 | 0 | 0 | 0 | 0 | 0 | 0 | 0 | 0 | 0 | 0 | 0 | 0 | 0
6B |  | Fixed O&M Other |  |  |  |  | 0 | 0 | 0 | 0 | 0 | 0 | 0 | 0 | 0 | 0 | 0 | 0 | 0 | 0 | 0 | 0 | 0 | 0 | 0 | 0 | 0 | 0 | 0 | 0 | 0 | 0 | 0 | 0 | 0 | 0
6B |  | Variable O&M |  |  |  |  | 0 | 0 | 0 | 0 | 0 | 0 | 0 | 0 | 0 | 0 | 0 | 0 | 0 | 0 | 0 | 0 | 0 | 0 | 0 | 0 | 0 | 0 | 0 | 0 | 0 | 0 | 0 | 0 | 0 | 0
6C | Sensitivity 6C | Blank |  |  |  |  | 0 | 0 | 0 | 0 | 0 | 0 | 0 | 0 | 0 | 0 | 0 | 0 | 0 | 0 | 0 | 0 | 0 | 0 | 0 | 0 | 0 | 0 | 0 | 0 | 0 | 0 | 0 | 0 | 0 | 0
6C |  | On-Going CapX (exc water) |  |  |  |  | 0 | 0 | 0 | 0 | 0 | 0 | 0 | 0 | 0 | 0 | 0 | 0 | 0 | 0 | 0 | 0 | 0 | 0 | 0 | 0 | 0 | 0 | 0 | 0 | 0 | 0 | 0 | 0 | 0 | 0
6C |  | CapX Water Costs | [33 empty] | 0
6C |  | Fixed O&M Labor |  |  |  |  | 0 | 0 | 0 | 0 | 0 | 0 | 0 | 0 | 0 | 0 | 0 | 0 | 0 | 0 | 0 | 0 | 0 | 0 | 0 | 0 | 0 | 0 | 0 | 0 | 0 | 0 | 0 | 0 | 0 | 0
6C |  | Fixed O&M Other |  |  |  |  | 0 | 0 | 0 | 0 | 0 | 0 | 0 | 0 | 0 | 0 | 0 | 0 | 0 | 0 | 0 | 0 | 0 | 0 | 0 | 0 | 0 | 0 | 0 | 0 | 0 | 0 | 0 | 0 | 0 | 0
6C |  | Variable O&M |  |  |  |  | 0 | 0 | 0 | 0 | 0 | 0 | 0 | 0 | 0 | 0 | 0 | 0 | 0 | 0 | 0 | 0 | 0 | 0 | 0 | 0 | 0 | 0 | 0 | 0 | 0 | 0 | 0 | 0 | 0 | 0
6D | Sensitivity 6D | Blank |  |  |  |  | 0 | 0 | 0 | 0 | 0 | 0 | 0 | 0 | 0 | 0 | 0 | 0 | 0 | 0 | 0 | 0 | 0 | 0 | 0 | 0 | 0 | 0 | 0 | 0 | 0 | 0 | 0 | 0 | 0 | 0
6D |  | On-Going CapX (exc water) |  |  |  |  | 0 | 0 | 0 | 0 | 0 | 0 | 0 | 0 | 0 | 0 | 0 | 0 | 0 | 0 | 0 | 0 | 0 | 0 | 0 | 0 | 0 | 0 | 0 | 0 | 0 | 0 | 0 | 0 | 0 | 0
6D |  | CapX Water Costs | [33 empty] | 0
6D |  | Fixed O&M Labor |  |  |  |  | 0 | 0 | 0 | 0 | 0 | 0 | 0 | 0 | 0 | 0 | 0 | 0 | 0 | 0 | 0 | 0 | 0 | 0 | 0 | 0 | 0 | 0 | 0 | 0 | 0 | 0 | 0 | 0 | 0 | 0
6D |  | Fixed O&M Other |  |  |  |  | 0 | 0 | 0 | 0 | 0 | 0 | 0 | 0 | 0 | 0 | 0 | 0 | 0 | 0 | 0 | 0 | 0 | 0 | 0 | 0 | 0 | 0 | 0 | 0 | 0 | 0 | 0 | 0 | 0 | 0
6D |  | Variable O&M |  |  |  |  | 0 | 0 | 0 | 0 | 0 | 0 | 0 | 0 | 0 | 0 | 0 | 0 | 0 | 0 | 0 | 0 | 0 | 0 | 0 | 0 | 0 | 0 | 0 | 0 | 0 | 0 | 0 | 0 | 0 | 0
6E | Sensitivity 6E | Blank |  |  |  |  | 0 | 0 | 0 | 0 | 0 | 0 | 0 | 0 | 0 | 0 | 0 | 0 | 0 | 0 | 0 | 0 | 0 | 0 | 0 | 0 | 0 | 0 | 0 | 0 | 0 | 0 | 0 | 0 | 0 | 0
6E |  | On-Going CapX (exc water) |  |  |  |  | 0 | 0 | 0 | 0 | 0 | 0 | 0 | 0 | 0 | 0 | 0 | 0 | 0 | 0 | 0 | 0 | 0 | 0 | 0 | 0 | 0 | 0 | 0 | 0 | 0 | 0 | 0 | 0 | 0 | 0
6E |  | CapX Water Costs | [33 empty] | 0
6E |  | Fixed O&M Labor |  |  |  |  | 0 | 0 | 0 | 0 | 0 | 0 | 0 | 0 | 0 | 0 | 0 | 0 | 0 | 0 | 0 | 0 | 0 | 0 | 0 | 0 | 0 | 0 | 0 | 0 | 0 | 0 | 0 | 0 | 0 | 0
6E |  | Fixed O&M Other |  |  |  |  | 0 | 0 | 0 | 0 | 0 | 0 | 0 | 0 | 0 | 0 | 0 | 0 | 0 | 0 | 0 | 0 | 0 | 0 | 0 | 0 | 0 | 0 | 0 | 0 | 0 | 0 | 0 | 0 | 0 | 0
6E |  | Variable O&M |  |  |  |  | 0 | 0 | 0 | 0 | 0 | 0 | 0 | 0 | 0 | 0 | 0 | 0 | 0 | 0 | 0 | 0 | 0 | 0 | 0 | 0 | 0 | 0 | 0 | 0 | 0 | 0 | 0 | 0 | 0 | 0
7 | Sensitivity 7 | Scenario 7: Run BAU, Retire unit 1 in 2018, Retire unit 2 in 2021 | 2018 | 2021 | 2021+ | Water extends past the U2 retirement date | 46536246.9279 | 41080223.6824 | 21910144.7732 | 23759055.6988 | 20897798.8079 | 0 | 0 | 0 | 0 | 0 | 0 | 0 | 0 | 0 | 0 | 0 | 0 | 0 | 0 | 0 | 0 | 0 | 0 | 0 | 0 | 0 | 0 | 0 | 0 | 154183469.8903
7 |  | On-Going CapX (exc water) |  |  |  |  | 15099423.3979 | 4985953.8724 | 3185033.0675 | 2884069.0541 | 164048.8196 | 0 | 0 | 0 | 0 | 0 | 0 | 0 | 0 | 0 | 0 | 0 | 0 | 0 | 0 | 0 | 0 | 0 | 0 | 0 | 0 | 0 | 0 | 0 | 0 | 26318528.2115
7 |  | CapX Water Costs |  |  |  |  | 600000 | 4641000 | 0 | 0 | 0 | 0 | 0 | 0 | 0 | 0 | 0 | 0 | 0 | 0 | 0 | 0 | 0 | 0 | 0 | 0 | 0 | 0 | 0 | 0 | 0 | 0 | 0 | 0 | 0 | 5241000
7 |  | Fixed O&M Labor |  |  |  |  | 18063856.14 | 18538569.85 | 12687062.0162 | 13346936.7178 | 13422566.5327 | 0 | 0 | 0 | 0 | 0 | 0 | 0 | 0 | 0 | 0 | 0 | 0 | 0 | 0 | 0 | 0 | 0 | 0 | 0 | 0 | 0 | 0 | 0 | 0 | 76058991.2567
7 |  | Fixed O&M Other |  |  |  |  | 10696150.39 | 10735593.96 | 4631971.6895 | 6077110.4269 | 5803822.4556 | 0 | 0 | 0 | 0 | 0 | 0 | 0 | 0 | 0 | 0 | 0 | 0 | 0 | 0 | 0 | 0 | 0 | 0 | 0 | 0 | 0 | 0 | 0 | 0 | 37944648.9221
7 |  | Variable O&M |  |  |  |  | 2076817 | 2179106 | 1406078 | 1450939.5 | 1507361 | 0 | 0 | 0 | 0 | 0 | 0 | 0 | 0 | 0 | 0 | 0 | 0 | 0 | 0 | 0 | 0 | 0 | 0 | 0 | 0 | 0 | 0 | 0 | 0 | 8620301.5
7A | Sensitivity 7A | Scenario 7A: Run BAU, Retire unit 1 in 2018, Retire unit 2 in 2028 | 2018 | 2028 | 2025-2028 |  | 46536246.9279 | 42833827.2312 | 25642677.6882 | 31771786.1122 | 25243962.0685 | 29400835.8395 | 32858435.2539 | 26643974.8058 | 27933875.9568 | 28428958.7732 | 24575128.0011 | 24115422.5447 | 0 | 0 | 0 | 0 | 0 | 0 | 0 | 0 | 0 | 0 | 0 | 0 | 0 | 0 | 0 | 0 | 0 | 365985131.203
7A |  | On-Going CapX (exc water) |  |  |  |  | 15099423.3979 | 6739557.4212 | 6553565.9825 | 10525799.4675 | 4132212.0801 | 6818330.0482 | 10951041.766 | 4299153.4482 | 5142998.1721 | 5537223.4327 | 1225557.9538 | 298861.0964 | 0 | 0 | 0 | 0 | 0 | 0 | 0 | 0 | 0 | 0 | 0 | 0 | 0 | 0 | 0 | 0 | 0 | 77323724.2667
7A |  | CapX Water Costs |  |  |  |  | 600000 | 4641000 | 364000 | 371000 | 378000 | 1434080.8032 | 336000 | 342000 | 348000 | 0 | 0 | 0 | 0 | 0 | 0 | 0 | 0 | 0 | 0 | 0 | 0 | 0 | 0 | 0 | 0 | 0 | 0 | 0 | 0 | 8814080.8032
7A |  | Fixed O&M Labor |  |  |  |  | 18063856.14 | 18538569.85 | 12687062.0162 | 13346936.7178 | 13422566.5327 | 13691017.8634 | 13964838.2207 | 14244134.9851 | 14529017.6848 | 14819598.0385 | 15115989.9992 | 15418309.7992 | 0 | 0 | 0 | 0 | 0 | 0 | 0 | 0 | 0 | 0 | 0 | 0 | 0 | 0 | 0 | 0 | 0 | 177841897.8475
7A |  | Fixed O&M Other |  |  |  |  | 10696150.39 | 10735593.96 | 4631971.6895 | 6077110.4269 | 5803822.4556 | 5919898.9047 | 6038296.8828 | 6159062.8205 | 6282244.0769 | 6407888.9584 | 6536046.7376 | 6666767.6723 | 0 | 0 | 0 | 0 | 0 | 0 | 0 | 0 | 0 | 0 | 0 | 0 | 0 | 0 | 0 | 0 | 0 | 81954854.9752
7A |  | Variable O&M |  |  |  |  | 2076817 | 2179106 | 1406078 | 1450939.5 | 1507361 | 1537508.22 | 1568258.3844 | 1599623.5521 | 1631616.0231 | 1664248.3436 | 1697533.3105 | 1731483.9767 | 0 | 0 | 0 | 0 | 0 | 0 | 0 | 0 | 0 | 0 | 0 | 0 | 0 | 0 | 0 | 0 | 0 | 20050573.3103
7B | Sensitivity 7B | Scenario 7B: Run BAU, Retire unit 1 in 2019, Retire unit 2 in 2025 | 2019 | 2025 | 2025+ | Water extends past the U2 retirement date | 47617807.5914 | 44975088.697 | 36869809.2968 | 31771786.1122 | 25243962.0685 | 27525795.0762 | 26893599.7861 | 23180789.4024 | 22724501.2709 | 0 | 0 | 0 | 0 | 0 | 0 | 0 | 0 | 0 | 0 | 0 | 0 | 0 | 0 | 0 | 0 | 0 | 0 | 0 | 0 | 286803139.3016
7B |  | On-Going CapX (exc water) |  |  |  |  | 16180984.0614 | 8880818.887 | 6704518.9268 | 10525799.4675 | 4132212.0801 | 4943289.2849 | 5322206.2983 | 1177968.0448 | 281623.4861 | 0 | 0 | 0 | 0 | 0 | 0 | 0 | 0 | 0 | 0 | 0 | 0 | 0 | 0 | 0 | 0 | 0 | 0 | 0 | 0 | 58149420.537
7B |  | CapX Water Costs |  |  |  |  | 600000 | 4641000 | 364000 | 371000 | 378000 | 1434080.8032 | 0 | 0 | 0 | 0 | 0 | 0 | 0 | 0 | 0 | 0 | 0 | 0 | 0 | 0 | 0 | 0 | 0 | 0 | 0 | 0 | 0 | 0 | 0 | 7788080.8032
7B |  | Fixed O&M Labor |  |  |  |  | 18063856.14 | 18538569.85 | 18854305.27 | 13346936.7178 | 13422566.5327 | 13691017.8634 | 13964838.2207 | 14244134.9851 | 14529017.6848 | 0 | 0 | 0 | 0 | 0 | 0 | 0 | 0 | 0 | 0 | 0 | 0 | 0 | 0 | 0 | 0 | 0 | 0 | 0 | 0 | 138655243.2644
7B |  | Fixed O&M Other |  |  |  |  | 10696150.39 | 10735593.96 | 8134829.1 | 6077110.4269 | 5803822.4556 | 5919898.9047 | 6038296.8828 | 6159062.8205 | 6282244.0769 | 0 | 0 | 0 | 0 | 0 | 0 | 0 | 0 | 0 | 0 | 0 | 0 | 0 | 0 | 0 | 0 | 0 | 0 | 0 | 0 | 65847009.0174
7B |  | Variable O&M |  |  |  |  | 2076817 | 2179106 | 2812156 | 1450939.5 | 1507361 | 1537508.22 | 1568258.3844 | 1599623.5521 | 1631616.0231 | 0 | 0 | 0 | 0 | 0 | 0 | 0 | 0 | 0 | 0 | 0 | 0 | 0 | 0 | 0 | 0 | 0 | 0 | 0 | 0 | 16363385.6796
7C | Sensitivity 7C | Scenario 7C: Run BAU, Retire unit 1 in 2019, Retire unit 2 at end of water w/ limited capital | 2019 | 2026 | 2024-2027 |  | 47617807.5914 | 44975088.697 | 36869809.2968 | 31771786.1122 | 25243962.0685 | 29400835.8395 | 29510898.7682 | 24092209.9334 | 24386576.4043 | 23344055.8554 | 0 | 0 | 0 | 0 | 0 | 0 | 0 | 0 | 0 | 0 | 0 | 0 | 0 | 0 | 0 | 0 | 0 | 0 | 0 | 317213030.5668
7C |  | On-Going CapX (exc water) |  |  |  |  | 16180984.0614 | 8880818.887 | 6704518.9268 | 10525799.4675 | 4132212.0801 | 6818330.0482 | 7939505.2803 | 2089388.5758 | 1943698.6195 | 452320.515 | 0 | 0 | 0 | 0 | 0 | 0 | 0 | 0 | 0 | 0 | 0 | 0 | 0 | 0 | 0 | 0 | 0 | 0 | 0 | 65667576.4617
7C |  | CapX Water Costs |  |  |  |  | 600000 | 4641000 | 364000 | 371000 | 378000 | 1434080.8032 | 0 | 0 | 0 | 0 | 0 | 0 | 0 | 0 | 0 | 0 | 0 | 0 | 0 | 0 | 0 | 0 | 0 | 0 | 0 | 0 | 0 | 0 | 0 | 7788080.8032
7C |  | Fixed O&M Labor |  |  |  |  | 18063856.14 | 18538569.85 | 18854305.27 | 13346936.7178 | 13422566.5327 | 13691017.8634 | 13964838.2207 | 14244134.9851 | 14529017.6848 | 14819598.0385 | 0 | 0 | 0 | 0 | 0 | 0 | 0 | 0 | 0 | 0 | 0 | 0 | 0 | 0 | 0 | 0 | 0 | 0 | 0 | 153474841.3029
7C |  | Fixed O&M Other |  |  |  |  | 10696150.39 | 10735593.96 | 8134829.1 | 6077110.4269 | 5803822.4556 | 5919898.9047 | 6038296.8828 | 6159062.8205 | 6282244.0769 | 6407888.9584 | 0 | 0 | 0 | 0 | 0 | 0 | 0 | 0 | 0 | 0 | 0 | 0 | 0 | 0 | 0 | 0 | 0 | 0 | 0 | 72254897.9758
7C |  | Variable O&M |  |  |  |  | 2076817 | 2179106 | 2812156 | 1450939.5 | 1507361 | 1537508.22 | 1568258.3844 | 1599623.5521 | 1631616.0231 | 1664248.3436 | 0 | 0 | 0 | 0 | 0 | 0 | 0 | 0 | 0 | 0 | 0 | 0 | 0 | 0 | 0 | 0 | 0 | 0 | 0 | 18027634.0232
7D | Sensitivity 7D | Scenario 7D: Run BAU, Retire unit 1 in 2020, Retire unit 2 at end of water w/ limited capital | 2020 | 2025 | 2023-2026 |  | 48837114.1883 | 46912551.0563 | 37760697.8324 | 44551166.1595 | 25243962.0685 | 26091714.273 | 26893599.7861 | 23180789.4024 | 22724501.2709 | 0 | 0 | 0 | 0 | 0 | 0 | 0 | 0 | 0 | 0 | 0 | 0 | 0 | 0 | 0 | 0 | 0 | 0 | 0 | 0 | 302196096.0374
7D |  | On-Going CapX (exc water) |  |  |  |  | 17400290.6583 | 10818281.2463 | 7595407.4624 | 10770507.0495 | 4132212.0801 | 4943289.2849 | 5322206.2983 | 1177968.0448 | 281623.4861 | 0 | 0 | 0 | 0 | 0 | 0 | 0 | 0 | 0 | 0 | 0 | 0 | 0 | 0 | 0 | 0 | 0 | 0 | 0 | 0 | 62441785.6107
7D |  | CapX Water Costs |  |  |  |  | 600000 | 4641000 | 364000 | 371000 | 378000 | 0 | 0 | 0 | 0 | 0 | 0 | 0 | 0 | 0 | 0 | 0 | 0 | 0 | 0 | 0 | 0 | 0 | 0 | 0 | 0 | 0 | 0 | 0 | 0 | 6354000
7D |  | Fixed O&M Labor |  |  |  |  | 18063856.14 | 18538569.85 | 18854305.27 | 19834948.31 | 13422566.5327 | 13691017.8634 | 13964838.2207 | 14244134.9851 | 14529017.6848 | 0 | 0 | 0 | 0 | 0 | 0 | 0 | 0 | 0 | 0 | 0 | 0 | 0 | 0 | 0 | 0 | 0 | 0 | 0 | 0 | 145143254.8566
7D |  | Fixed O&M Other |  |  |  |  | 10696150.39 | 10735593.96 | 8134829.1 | 10672831.8 | 5803822.4556 | 5919898.9047 | 6038296.8828 | 6159062.8205 | 6282244.0769 | 0 | 0 | 0 | 0 | 0 | 0 | 0 | 0 | 0 | 0 | 0 | 0 | 0 | 0 | 0 | 0 | 0 | 0 | 0 | 0 | 70442730.3905
7D |  | Variable O&M |  |  |  |  | 2076817 | 2179106 | 2812156 | 2901879 | 1507361 | 1537508.22 | 1568258.3844 | 1599623.5521 | 1631616.0231 | 0 | 0 | 0 | 0 | 0 | 0 | 0 | 0 | 0 | 0 | 0 | 0 | 0 | 0 | 0 | 0 | 0 | 0 | 0 | 0 | 17814325.1796
7E | Sensitivity 7E | Scenario 7E: Run BAU, Retire unit 1 in 2021, Retire unit 2 at end of water w/ limited capital | 2021 | 2024 | 2022-2025 |  | 50240082.03 | 49096765.6971 | 38566794.1599 | 45995372.3677 | 36950874.4966 | 24462133.3915 | 24571978.9317 | 22173497.7495 | 0 | 0 | 0 | 0 | 0 | 0 | 0 | 0 | 0 | 0 | 0 | 0 | 0 | 0 | 0 | 0 | 0 | 0 | 0 | 0 | 0 | 292057498.8241
7E |  | On-Going CapX (exc water) |  |  |  |  | 18803258.5 | 13002495.8871 | 8401503.7899 | 12214713.2577 | 3417936.3466 | 3313708.4034 | 3000585.4439 | 170676.3919 | 0 | 0 | 0 | 0 | 0 | 0 | 0 | 0 | 0 | 0 | 0 | 0 | 0 | 0 | 0 | 0 | 0 | 0 | 0 | 0 | 0 | 62324878.0205
7E |  | CapX Water Costs |  |  |  |  | 600000 | 4641000 | 364000 | 371000 | 378000 | 0 | 0 | 0 | 0 | 0 | 0 | 0 | 0 | 0 | 0 | 0 | 0 | 0 | 0 | 0 | 0 | 0 | 0 | 0 | 0 | 0 | 0 | 0 | 0 | 6354000
7E |  | Fixed O&M Labor |  |  |  |  | 18063856.14 | 18538569.85 | 18854305.27 | 19834948.31 | 19947342.15 | 13691017.8634 | 13964838.2207 | 14244134.9851 | 0 | 0 | 0 | 0 | 0 | 0 | 0 | 0 | 0 | 0 | 0 | 0 | 0 | 0 | 0 | 0 | 0 | 0 | 0 | 0 | 0 | 137139012.7891
7E |  | Fixed O&M Other |  |  |  |  | 10696150.39 | 10735593.96 | 8134829.1 | 10672831.8 | 10192874 | 5919898.9047 | 6038296.8828 | 6159062.8205 | 0 | 0 | 0 | 0 | 0 | 0 | 0 | 0 | 0 | 0 | 0 | 0 | 0 | 0 | 0 | 0 | 0 | 0 | 0 | 0 | 0 | 68549537.858
7E |  | Variable O&M |  |  |  |  | 2076817 | 2179106 | 2812156 | 2901879 | 3014722 | 1537508.22 | 1568258.3844 | 1599623.5521 | 0 | 0 | 0 | 0 | 0 | 0 | 0 | 0 | 0 | 0 | 0 | 0 | 0 | 0 | 0 | 0 | 0 | 0 | 0 | 0 | 0 | 17690070.1565
8 | Sensitivity 8 | Scenario 8: Run BAU to current retirement dates (T1-2042, T2-2045) | 2042 | 2045 |  |  | 50240082.03 | 51609983.38 | 40521197.52 | 50470377.52 | 51668953.4661 | 96095205.7119 | 267934103.685 | 216872923.9003 | 50875356.8712 | 56954479.512 | 55267443.7756 | 51948323.3469 | 60005253.9978 | 58257495.9493 | 54819624.7886 | 63217705.9736 | 61415304.034 | 57854829.7305 | 66608808.012 | 64750537.9908 | 61063510.5296 | 70188787.4267 | 64565419.3232 | 61825437.8309 | 67447952.3625 | 57023928.35 | 38798603.3431 | 38156788.8838 | 35904896.9426 | 2022363316.188
8 |  | On-Going CapX (exc water) |  |  |  |  | 18803258.5 | 15515713.57 | 10355907.15 | 16689718.41 | 14764015.3161 | 10774285.7989 | 17363983.0338 | 15360481.5349 | 11209566.9451 | 18065487.9483 | 15981044.9889 | 11895682.1187 | 19171240.3347 | 16626679.2064 | 12376267.6763 | 19945758.4442 | 17298397.0464 | 12876268.8904 | 20751567.0853 | 17997252.287 | 13396470.1536 | 21589930.3956 | 15016324.5452 | 11307317.9451 | 15941646.4346 | 4509894.4228 | 4459815.2226 | 3154073.3223 | 225203.8745 | 403423252.6017
8 |  | CapX Water Costs |  |  |  |  | 600000 | 4641000 | 364000 | 371000 | 3750000 | 51502883 | 216075723 | 164436910 | 1867659.381 | 354000 | 0 | 0 | 0 | 0 | 0 | 0 | 0 | 0 | 0 | 0 | 0 | 0 | 0 | 0 | 0 | 0 | 0 | 0 | 0 | 443963175.381
8 |  | Fixed O&M Labor |  |  |  |  | 18063856.14 | 18538569.85 | 18854305.27 | 19834948.31 | 19947342.15 | 20346288.993 | 20753214.7729 | 21168279.0683 | 21591644.6497 | 22023477.5427 | 22463947.0935 | 22913226.0354 | 23371490.5561 | 23838920.3672 | 24315698.7746 | 24802012.7501 | 25298053.0051 | 25804014.0652 | 26320094.3465 | 26846496.2334 | 27383426.1581 | 27931094.6812 | 28489716.5749 | 29059510.9064 | 29640701.1245 | 30233515.147 | 20751014.9892 | 21166035.289 | 21589355.9948 | 683340250.8386
8 |  | Fixed O&M Other |  |  |  |  | 10696150.39 | 10735593.96 | 8134829.1 | 10672831.8 | 10192874 | 10396731.48 | 10604666.1096 | 10816759.4318 | 11033094.6204 | 11253756.5128 | 11478831.6431 | 11708408.276 | 11942576.4415 | 12181427.9703 | 12425056.5297 | 12673557.6603 | 12927028.8135 | 13185569.3898 | 13449280.7776 | 13718266.3931 | 13992631.721 | 14272484.3554 | 14557934.0425 | 14849092.7234 | 15146074.5778 | 15448996.0694 | 8972591.5292 | 9152043.3597 | 9335084.2269 | 345954223.9048
8 |  | Variable O&M |  |  |  |  | 2076817 | 2179106 | 2812156 | 2901879 | 3014722 | 3075016.44 | 3136516.7688 | 5090493.8653 | 5173391.275 | 5257757.5082 | 5343620.0502 | 5431006.9169 | 5519946.6656 | 5610468.4053 | 5702601.808 | 5796377.119 | 5891825.169 | 5988977.3851 | 6087865.8026 | 6188523.0772 | 6290982.4969 | 6395277.9945 | 6501444.1606 | 6609516.256 | 6719530.2255 | 6831522.7108 | 4615181.6021 | 4684636.9128 | 4755252.8464 | 145682413.4619
8A | Sensitivity 8A | Blank |  |  |  |  | 0 | 0 | 0 | 0 | 0 | 0 | 0 | 0 | 0 | 0 | 0 | 0 | 0 | 0 | 0 | 0 | 0 | 0 | 0 | 0 | 0 | 0 | 0 | 0 | 0 | 0 | 0 | 0 | 0 | 0
8A |  | On-Going CapX (exc water) |  |  |  |  | 0 | 0 | 0 | 0 | 0 | 0 | 0 | 0 | 0 | 0 | 0 | 0 | 0 | 0 | 0 | 0 | 0 | 0 | 0 | 0 | 0 | 0 | 0 | 0 | 0 | 0 | 0 | 0 | 0 | 0
8A |  | CapX Water Costs | [33 empty] | 0
8A |  | Fixed O&M Labor |  |  |  |  | 0 | 0 | 0 | 0 | 0 | 0 | 0 | 0 | 0 | 0 | 0 | 0 | 0 | 0 | 0 | 0 | 0 | 0 | 0 | 0 | 0 | 0 | 0 | 0 | 0 | 0 | 0 | 0 | 0 | 0
8A |  | Fixed O&M Other |  |  |  |  | 0 | 0 | 0 | 0 | 0 | 0 | 0 | 0 | 0 | 0 | 0 | 0 | 0 | 0 | 0 | 0 | 0 | 0 | 0 | 0 | 0 | 0 | 0 | 0 | 0 | 0 | 0 | 0 | 0 | 0
8A |  | Variable O&M |  |  |  |  | 0 | 0 | 0 | 0 | 0 | 0 | 0 | 0 | 0 | 0 | 0 | 0 | 0 | 0 | 0 | 0 | 0 | 0 | 0 | 0 | 0 | 0 | 0 | 0 | 0 | 0 | 0 | 0 | 0 | 0
8B | Sensitivity 8B | Blank |  |  |  |  | 0 | 0 | 0 | 0 | 0 | 0 | 0 | 0 | 0 | 0 | 0 | 0 | 0 | 0 | 0 | 0 | 0 | 0 | 0 | 0 | 0 | 0 | 0 | 0 | 0 | 0 | 0 | 0 | 0 | 0
8B |  | On-Going CapX (exc water) |  |  |  |  | 0 | 0 | 0 | 0 | 0 | 0 | 0 | 0 | 0 | 0 | 0 | 0 | 0 | 0 | 0 | 0 | 0 | 0 | 0 | 0 | 0 | 0 | 0 | 0 | 0 | 0 | 0 | 0 | 0 | 0
8B |  | CapX Water Costs | [33 empty] | 0
8B |  | Fixed O&M Labor |  |  |  |  | 0 | 0 | 0 | 0 | 0 | 0 | 0 | 0 | 0 | 0 | 0 | 0 | 0 | 0 | 0 | 0 | 0 | 0 | 0 | 0 | 0 | 0 | 0 | 0 | 0 | 0 | 0 | 0 | 0 | 0
8B |  | Fixed O&M Other |  |  |  |  | 0 | 0 | 0 | 0 | 0 | 0 | 0 | 0 | 0 | 0 | 0 | 0 | 0 | 0 | 0 | 0 | 0 | 0 | 0 | 0 | 0 | 0 | 0 | 0 | 0 | 0 | 0 | 0 | 0 | 0
8B |  | Variable O&M |  |  |  |  | 0 | 0 | 0 | 0 | 0 | 0 | 0 | 0 | 0 | 0 | 0 | 0 | 0 | 0 | 0 | 0 | 0 | 0 | 0 | 0 | 0 | 0 | 0 | 0 | 0 | 0 | 0 | 0 | 0 | 0
8C | Sensitivity 8C | Blank |  |  |  |  | 0 | 0 | 0 | 0 | 0 | 0 | 0 | 0 | 0 | 0 | 0 | 0 | 0 | 0 | 0 | 0 | 0 | 0 | 0 | 0 | 0 | 0 | 0 | 0 | 0 | 0 | 0 | 0 | 0 | 0
8C |  | On-Going CapX (exc water) |  |  |  |  | 0 | 0 | 0 | 0 | 0 | 0 | 0 | 0 | 0 | 0 | 0 | 0 | 0 | 0 | 0 | 0 | 0 | 0 | 0 | 0 | 0 | 0 | 0 | 0 | 0 | 0 | 0 | 0 | 0 | 0
8C |  | CapX Water Costs | [33 empty] | 0
8C |  | Fixed O&M Labor |  |  |  |  | 0 | 0 | 0 | 0 | 0 | 0 | 0 | 0 | 0 | 0 | 0 | 0 | 0 | 0 | 0 | 0 | 0 | 0 | 0 | 0 | 0 | 0 | 0 | 0 | 0 | 0 | 0 | 0 | 0 | 0
8C |  | Fixed O&M Other |  |  |  |  | 0 | 0 | 0 | 0 | 0 | 0 | 0 | 0 | 0 | 0 | 0 | 0 | 0 | 0 | 0 | 0 | 0 | 0 | 0 | 0 | 0 | 0 | 0 | 0 | 0 | 0 | 0 | 0 | 0 | 0
8C |  | Variable O&M |  |  |  |  | 0 | 0 | 0 | 0 | 0 | 0 | 0 | 0 | 0 | 0 | 0 | 0 | 0 | 0 | 0 | 0 | 0 | 0 | 0 | 0 | 0 | 0 | 0 | 0 | 0 | 0 | 0 | 0 | 0 | 0
8D | Sensitivity 8D | Blank |  |  |  |  | 0 | 0 | 0 | 0 | 0 | 0 | 0 | 0 | 0 | 0 | 0 | 0 | 0 | 0 | 0 | 0 | 0 | 0 | 0 | 0 | 0 | 0 | 0 | 0 | 0 | 0 | 0 | 0 | 0 | 0
8D |  | On-Going CapX (exc water) |  |  |  |  | 0 | 0 | 0 | 0 | 0 | 0 | 0 | 0 | 0 | 0 | 0 | 0 | 0 | 0 | 0 | 0 | 0 | 0 | 0 | 0 | 0 | 0 | 0 | 0 | 0 | 0 | 0 | 0 | 0 | 0
8D |  | CapX Water Costs | [33 empty] | 0
8D |  | Fixed O&M Labor |  |  |  |  | 0 | 0 | 0 | 0 | 0 | 0 | 0 | 0 | 0 | 0 | 0 | 0 | 0 | 0 | 0 | 0 | 0 | 0 | 0 | 0 | 0 | 0 | 0 | 0 | 0 | 0 | 0 | 0 | 0 | 0
8D |  | Fixed O&M Other |  |  |  |  | 0 | 0 | 0 | 0 | 0 | 0 | 0 | 0 | 0 | 0 | 0 | 0 | 0 | 0 | 0 | 0 | 0 | 0 | 0 | 0 | 0 | 0 | 0 | 0 | 0 | 0 | 0 | 0 | 0 | 0
8D |  | Variable O&M |  |  |  |  | 0 | 0 | 0 | 0 | 0 | 0 | 0 | 0 | 0 | 0 | 0 | 0 | 0 | 0 | 0 | 0 | 0 | 0 | 0 | 0 | 0 | 0 | 0 | 0 | 0 | 0 | 0 | 0 | 0 | 0
8E | Sensitivity 8E | Blank |  |  |  |  | 0 | 0 | 0 | 0 | 0 | 0 | 0 | 0 | 0 | 0 | 0 | 0 | 0 | 0 | 0 | 0 | 0 | 0 | 0 | 0 | 0 | 0 | 0 | 0 | 0 | 0 | 0 | 0 | 0 | 0
8E |  | On-Going CapX (exc water) |  |  |  |  | 0 | 0 | 0 | 0 | 0 | 0 | 0 | 0 | 0 | 0 | 0 | 0 | 0 | 0 | 0 | 0 | 0 | 0 | 0 | 0 | 0 | 0 | 0 | 0 | 0 | 0 | 0 | 0 | 0 | 0
8E |  | CapX Water Costs | [33 empty] | 0
8E |  | Fixed O&M Labor |  |  |  |  | 0 | 0 | 0 | 0 | 0 | 0 | 0 | 0 | 0 | 0 | 0 | 0 | 0 | 0 | 0 | 0 | 0 | 0 | 0 | 0 | 0 | 0 | 0 | 0 | 0 | 0 | 0 | 0 | 0 | 0
8E |  | Fixed O&M Other |  |  |  |  | 0 | 0 | 0 | 0 | 0 | 0 | 0 | 0 | 0 | 0 | 0 | 0 | 0 | 0 | 0 | 0 | 0 | 0 | 0 | 0 | 0 | 0 | 0 | 0 | 0 | 0 | 0 | 0 | 0 | 0
8E |  | Variable O&M |  |  |  |  | 0 | 0 | 0 | 0 | 0 | 0 | 0 | 0 | 0 | 0 | 0 | 0 | 0 | 0 | 0 | 0 | 0 | 0 | 0 | 0 | 0 | 0 | 0 | 0 | 0 | 0 | 0 | 0 | 0 | 0
9 | Sensitivity 9 | Scenario 9: Jones pipeline (Tolk BAU, pipeline in-service 2020) | 2042 | 2045 |  |  | 0 | 0 | 0 | 0 | 0 | 0 | 0 | 0 | 0 | 0 | 0 | 0 | 0 | 0 | 0 | 0 | 0 | 0 | 0 | 0 | 0 | 0 | 0 | 0 | 0 | 0 | 0 | 0 | 0 | 0
9 |  | On-Going CapX (exc water) |  |  |  |  | 0 | 0 | 0 | 0 | 0 | 0 | 0 | 0 | 0 | 0 | 0 | 0 | 0 | 0 | 0 | 0 | 0 | 0 | 0 | 0 | 0 | 0 | 0 | 0 | 0 | 0 | 0 | 0 | 0 | 0
9 |  | CapX Water Costs | [33 empty] | 0
9 |  | Fixed O&M Labor |  |  |  |  | 0 | 0 | 0 | 0 | 0 | 0 | 0 | 0 | 0 | 0 | 0 | 0 | 0 | 0 | 0 | 0 | 0 | 0 | 0 | 0 | 0 | 0 | 0 | 0 | 0 | 0 | 0 | 0 | 0 | 0
9 |  | Fixed O&M Other |  |  |  |  | 0 | 0 | 0 | 0 | 0 | 0 | 0 | 0 | 0 | 0 | 0 | 0 | 0 | 0 | 0 | 0 | 0 | 0 | 0 | 0 | 0 | 0 | 0 | 0 | 0 | 0 | 0 | 0 | 0 | 0
9 |  | Variable O&M |  |  |  |  | 0 | 0 | 0 | 0 | 0 | 0 | 0 | 0 | 0 | 0 | 0 | 0 | 0 | 0 | 0 | 0 | 0 | 0 | 0 | 0 | 0 | 0 | 0 | 0 | 0 | 0 | 0 | 0 | 0 | 0
9A | Sensitivity 9A | Sensitivity 9a: Jones pipeline with Jones historic CF (40% avg) | 2026 | 2026 | 2025-2028 |  | 53990082.03 | 85609983.38 | 129885197.52 | 123182036.484 | 50402578.9397 | 47436304.4402 | 53959834.759 | 45224726.3913 | 40544977.8714 | 39429191.4353 | 911396.652 | 0 | 0 | 0 | 0 | 0 | 0 | 0 | 0 | 0 | 0 | 0 | 0 | 0 | 0 | 0 | 0 | 0 | 0 | 670576309.9029
9A |  | On-Going CapX (exc water) |  |  |  |  | 18803258.5 | 15515713.57 | 10355907.15 | 16689718.41 | 14764015.3161 | 10774285.7989 | 12588887.6995 | 7465194.0259 | 2398847.3263 | 717199.8715 | 0 | 0 | 0 | 0 | 0 | 0 | 0 | 0 | 0 | 0 | 0 | 0 | 0 | 0 | 0 | 0 | 0 | 0 | 0 | 110073027.6682
9A |  | CapX Water Costs |  |  |  |  | 4350000 | 38641000 | 89728000 | 71265208 | 648000 | 990000 | 5004027.8626 | 684000 | 348000 | 177000 | 911396.652 | 0 | 0 | 0 | 0 | 0 | 0 | 0 | 0 | 0 | 0 | 0 | 0 | 0 | 0 | 0 | 0 | 0 | 0 | 212746632.5146
9A |  | Fixed O&M Labor |  |  |  |  | 18063856.14 | 18538569.85 | 18854305.27 | 19834948.31 | 19947342.15 | 20346288.993 | 20753214.7729 | 21168279.0683 | 21591644.6497 | 22023477.5427 | 0 | 0 | 0 | 0 | 0 | 0 | 0 | 0 | 0 | 0 | 0 | 0 | 0 | 0 | 0 | 0 | 0 | 0 | 0 | 201121926.7465
9A |  | Fixed O&M Other |  |  |  |  | 10696150.39 | 10735593.96 | 8134829.1 | 10672831.8 | 10192874 | 10396731.48 | 10604666.1096 | 10816759.4318 | 11033094.6204 | 11253756.5128 | 0 | 0 | 0 | 0 | 0 | 0 | 0 | 0 | 0 | 0 | 0 | 0 | 0 | 0 | 0 | 0 | 0 | 0 | 0 | 104537287.4047
9A |  | Variable O&M |  |  |  |  | 2076817 | 2179106 | 2812156 | 4719329.964 | 4850347.4736 | 4928998.1684 | 5009038.3145 | 5090493.8653 | 5173391.275 | 5257757.5082 | 0 | 0 | 0 | 0 | 0 | 0 | 0 | 0 | 0 | 0 | 0 | 0 | 0 | 0 | 0 | 0 | 0 | 0 | 0 | 42097435.569
9B | Sensitivity 9B | Sensitivity 9b: Jones pipeline with Jones recent CF (28% avg) | 2027 | 2027 | 2025-2028 |  | 53990082.03 | 85609983.38 | 129885197.52 | 123182036.484 | 50402578.9397 | 47436304.4402 | 58734930.0933 | 49066881.4782 | 44470975.709 | 43109005.9847 | 40962343.4828 | 732000 | 953696.7178 | 1424642.6522 | 307200 | 156000 | 0 | 0 | 0 | 0 | 0 | 0 | 0 | 0 | 0 | 0 | 0 | 0 | 0 | 730423858.912
9B |  | On-Going CapX (exc water) |  |  |  |  | 18803258.5 | 15515713.57 | 10355907.15 | 16689718.41 | 14764015.3161 | 10774285.7989 | 17363983.0338 | 11136349.1128 | 5447849.5353 | 3866014.4209 | 634447.4861 | 0 | 0 | 0 | 0 | 0 | 0 | 0 | 0 | 0 | 0 | 0 | 0 | 0 | 0 | 0 | 0 | 0 | 0 | 125351542.3338
9B |  | CapX Water Costs |  |  |  |  | 4350000 | 38641000 | 89728000 | 71265208 | 648000 | 990000 | 5004027.8626 | 855000 | 1224995.6286 | 708000 | 1041497.21 | 732000 | 953696.7178 | 1424642.6522 | 307200 | 156000 | 0 | 0 | 0 | 0 | 0 | 0 | 0 | 0 | 0 | 0 | 0 | 0 | 0 | 218029268.0712
9B |  | Fixed O&M Labor |  |  |  |  | 18063856.14 | 18538569.85 | 18854305.27 | 19834948.31 | 19947342.15 | 20346288.993 | 20753214.7729 | 21168279.0683 | 21591644.6497 | 22023477.5427 | 22463947.0935 | 0 | 0 | 0 | 0 | 0 | 0 | 0 | 0 | 0 | 0 | 0 | 0 | 0 | 0 | 0 | 0 | 0 | 0 | 223585873.8401
9B |  | Fixed O&M Other |  |  |  |  | 10696150.39 | 10735593.96 | 8134829.1 | 10672831.8 | 10192874 | 10396731.48 | 10604666.1096 | 10816759.4318 | 11033094.6204 | 11253756.5128 | 11478831.6431 | 0 | 0 | 0 | 0 | 0 | 0 | 0 | 0 | 0 | 0 | 0 | 0 | 0 | 0 | 0 | 0 | 0 | 0 | 116016119.0477
9B |  | Variable O&M |  |  |  |  | 2076817 | 2179106 | 2812156 | 4719329.964 | 4850347.4736 | 4928998.1684 | 5009038.3145 | 5090493.8653 | 5173391.275 | 5257757.5082 | 5343620.0502 | 0 | 0 | 0 | 0 | 0 | 0 | 0 | 0 | 0 | 0 | 0 | 0 | 0 | 0 | 0 | 0 | 0 | 0 | 47441055.6191
9C | Sensitivity 9C | Sensitivity 9c: Jones pipeline with Jones future CF (5% avg) | 2032 | 2032 | 2030-2033 |  | 53990082.03 | 85609983.38 | 129885197.52 | 123182036.484 | 50402578.9397 | 47436304.4402 | 58734930.0933 | 53291013.9003 | 50232693.1188 | 57308479.512 | 56308940.9856 | 52387523.3469 | 55030762.9058 | 49711382.8372 | 45091878.395 | 44063794.1396 | 0 | 0 | 0 | 0 | 0 | 0 | 0 | 0 | 0 | 0 | 0 | 0 | 0 | 1012667582.0286
9C |  | On-Going CapX (exc water) |  |  |  |  | 18803258.5 | 15515713.57 | 10355907.15 | 16689718.41 | 14764015.3161 | 10774285.7989 | 17363983.0338 | 15360481.5349 | 11209566.9451 | 18065487.9483 | 15981044.9889 | 11895682.1187 | 13899149.2426 | 8080566.0943 | 2648521.2827 | 791846.6102 | 0 | 0 | 0 | 0 | 0 | 0 | 0 | 0 | 0 | 0 | 0 | 0 | 0 | 202199228.5445
9C |  | CapX Water Costs |  |  |  |  | 4350000 | 38641000 | 89728000 | 71265208 | 648000 | 990000 | 5004027.8626 | 855000 | 1224995.6286 | 708000 | 1041497.21 | 439200 | 297600 | 0 | 0 | 0 | 0 | 0 | 0 | 0 | 0 | 0 | 0 | 0 | 0 | 0 | 0 | 0 | 0 | 215192528.7012
9C |  | Fixed O&M Labor |  |  |  |  | 18063856.14 | 18538569.85 | 18854305.27 | 19834948.31 | 19947342.15 | 20346288.993 | 20753214.7729 | 21168279.0683 | 21591644.6497 | 22023477.5427 | 22463947.0935 | 22913226.0354 | 23371490.5561 | 23838920.3672 | 24315698.7746 | 24802012.7501 | 0 | 0 | 0 | 0 | 0 | 0 | 0 | 0 | 0 | 0 | 0 | 0 | 0 | 342827222.3235
9C |  | Fixed O&M Other |  |  |  |  | 10696150.39 | 10735593.96 | 8134829.1 | 10672831.8 | 10192874 | 10396731.48 | 10604666.1096 | 10816759.4318 | 11033094.6204 | 11253756.5128 | 11478831.6431 | 11708408.276 | 11942576.4415 | 12181427.9703 | 12425056.5297 | 12673557.6603 | 0 | 0 | 0 | 0 | 0 | 0 | 0 | 0 | 0 | 0 | 0 | 0 | 0 | 176947145.9255
9C |  | Variable O&M |  |  |  |  | 2076817 | 2179106 | 2812156 | 4719329.964 | 4850347.4736 | 4928998.1684 | 5009038.3145 | 5090493.8653 | 5173391.275 | 5257757.5082 | 5343620.0502 | 5431006.9169 | 5519946.6656 | 5610468.4053 | 5702601.808 | 5796377.119 | 0 | 0 | 0 | 0 | 0 | 0 | 0 | 0 | 0 | 0 | 0 | 0 | 0 | 75501456.5339
9D | Sensitivity 9D | Sensitivity 9d: Jones pipeline with alt Jones future CF (15% avg, summer) | 2029 | 2029 | 2027-2030 |  | 53990082.03 | 85609983.38 | 129885197.52 | 123182036.484 | 50402578.9397 | 47436304.4402 | 58734930.0933 | 53291013.9003 | 50232693.1188 | 52340470.3263 | 48094683.8614 | 43330317.2016 | 42548808.6223 | 302400 | 153600 | 0 | 0 | 0 | 0 | 0 | 0 | 0 | 0 | 0 | 0 | 0 | 0 | 0 | 0 | 839535099.9179
9D |  | On-Going CapX (exc water) |  |  |  |  | 18803258.5 | 15515713.57 | 10355907.15 | 16689718.41 | 14764015.3161 | 10774285.7989 | 17363983.0338 | 15360481.5349 | 11209566.9451 | 13097478.7625 | 7766787.8646 | 2545675.9734 | 761098.2413 | 0 | 0 | 0 | 0 | 0 | 0 | 0 | 0 | 0 | 0 | 0 | 0 | 0 | 0 | 0 | 0 | 155007971.1005
9D |  | CapX Water Costs |  |  |  |  | 4350000 | 38641000 | 89728000 | 71265208 | 648000 | 990000 | 5004027.8626 | 855000 | 1224995.6286 | 708000 | 1041497.21 | 732000 | 953696.7178 | 302400 | 153600 | 0 | 0 | 0 | 0 | 0 | 0 | 0 | 0 | 0 | 0 | 0 | 0 | 0 | 0 | 216597425.419
9D |  | Fixed O&M Labor |  |  |  |  | 18063856.14 | 18538569.85 | 18854305.27 | 19834948.31 | 19947342.15 | 20346288.993 | 20753214.7729 | 21168279.0683 | 21591644.6497 | 22023477.5427 | 22463947.0935 | 22913226.0354 | 23371490.5561 | 0 | 0 | 0 | 0 | 0 | 0 | 0 | 0 | 0 | 0 | 0 | 0 | 0 | 0 | 0 | 0 | 269870590.4316
9D |  | Fixed O&M Other |  |  |  |  | 10696150.39 | 10735593.96 | 8134829.1 | 10672831.8 | 10192874 | 10396731.48 | 10604666.1096 | 10816759.4318 | 11033094.6204 | 11253756.5128 | 11478831.6431 | 11708408.276 | 11942576.4415 | 0 | 0 | 0 | 0 | 0 | 0 | 0 | 0 | 0 | 0 | 0 | 0 | 0 | 0 | 0 | 0 | 139667103.7652
9D |  | Variable O&M |  |  |  |  | 2076817 | 2179106 | 2812156 | 4719329.964 | 4850347.4736 | 4928998.1684 | 5009038.3145 | 5090493.8653 | 5173391.275 | 5257757.5082 | 5343620.0502 | 5431006.9169 | 5519946.6656 | 0 | 0 | 0 | 0 | 0 | 0 | 0 | 0 | 0 | 0 | 0 | 0 | 0 | 0 | 0 | 0 | 58392009.2015
9E | Sensitivity 9E | Sensitivity 9e: Jones pipeline with alt Jones future CF (15% avg, 2019 start) | 2031 | 2031 | 2029-2032 |  | 53990082.03 | 85609983.38 | 129885197.52 | 123182036.484 | 50402578.9397 | 47436304.4402 | 58734930.0933 | 53291013.9003 | 50232693.1188 | 57308479.512 | 56308940.9856 | 49409010.7643 | 51104933.1836 | 45491326.0931 | 43088294.939 | 0 | 0 | 0 | 0 | 0 | 0 | 0 | 0 | 0 | 0 | 0 | 0 | 0 | 0 | 955475805.384
9E |  | On-Going CapX (exc water) |  |  |  |  | 18803258.5 | 15515713.57 | 10355907.15 | 16689718.41 | 14764015.3161 | 10774285.7989 | 17363983.0338 | 15360481.5349 | 11209566.9451 | 18065487.9483 | 15981044.9889 | 8624369.5361 | 9317222.8026 | 3558109.3502 | 491337.8267 | 0 | 0 | 0 | 0 | 0 | 0 | 0 | 0 | 0 | 0 | 0 | 0 | 0 | 0 | 186874502.7115
9E |  | CapX Water Costs |  |  |  |  | 4350000 | 38641000 | 89728000 | 71265208 | 648000 | 990000 | 5004027.8626 | 855000 | 1224995.6286 | 708000 | 1041497.21 | 732000 | 953696.7178 | 302400 | 153600 | 0 | 0 | 0 | 0 | 0 | 0 | 0 | 0 | 0 | 0 | 0 | 0 | 0 | 0 | 216597425.419
9E |  | Fixed O&M Labor |  |  |  |  | 18063856.14 | 18538569.85 | 18854305.27 | 19834948.31 | 19947342.15 | 20346288.993 | 20753214.7729 | 21168279.0683 | 21591644.6497 | 22023477.5427 | 22463947.0935 | 22913226.0354 | 23371490.5561 | 23838920.3672 | 24315698.7746 | 0 | 0 | 0 | 0 | 0 | 0 | 0 | 0 | 0 | 0 | 0 | 0 | 0 | 0 | 318025209.5734
9E |  | Fixed O&M Other |  |  |  |  | 10696150.39 | 10735593.96 | 8134829.1 | 10672831.8 | 10192874 | 10396731.48 | 10604666.1096 | 10816759.4318 | 11033094.6204 | 11253756.5128 | 11478831.6431 | 11708408.276 | 11942576.4415 | 12181427.9703 | 12425056.5297 | 0 | 0 | 0 | 0 | 0 | 0 | 0 | 0 | 0 | 0 | 0 | 0 | 0 | 0 | 164273588.2652
9E |  | Variable O&M |  |  |  |  | 2076817 | 2179106 | 2812156 | 4719329.964 | 4850347.4736 | 4928998.1684 | 5009038.3145 | 5090493.8653 | 5173391.275 | 5257757.5082 | 5343620.0502 | 5431006.9169 | 5519946.6656 | 5610468.4053 | 5702601.808 | 0 | 0 | 0 | 0 | 0 | 0 | 0 | 0 | 0 | 0 | 0 | 0 | 0 | 0 | 69705079.4149
10 | Sensitivity 10 | Scenario 10: Summer peaking (400MW 8 hrs, 230 MW 16 hrs) + 1 unit off-peak (U1 off, U2 230MW) (2018 start) | 2029 | 2029 | 2027-2030 |  | 50240082.03 | 41093916.8758 | 32603448.7447 | 40185959.5533 | 39514779.2069 | 35986276.6202 | 41485460.7918 | 40550644.138 | 41824276.8436 | 40022581.8914 | 36266393.1743 | 32958185.3014 | 32053410.5688 | 0 | 0 | 0 | 0 | 0 | 0 | 0 | 0 | 0 | 0 | 0 | 0 | 0 | 0 | 0 | 0 | 504785415.7402
10 |  | On-Going CapX (exc water) |  |  |  |  | 18803258.5 | 11636785.1775 | 7766930.3625 | 12517288.8075 | 11073011.4871 | 8080714.3491 | 13022987.2753 | 11520361.1511 | 8407175.2089 | 9823109.0719 | 5825090.8984 | 1909256.9801 | 570823.681 | 0 | 0 | 0 | 0 | 0 | 0 | 0 | 0 | 0 | 0 | 0 | 0 | 0 | 0 | 0 | 0 | 120956792.9504
10 |  | CapX Water Costs |  |  |  |  | 600000 | 3927000 | 728000 | 742000 | 1730432.16 | 660000 | 672000 | 684000 | 4503892.9883 | 708000 | 360000 | 366000 | 186000 | 0 | 0 | 0 | 0 | 0 | 0 | 0 | 0 | 0 | 0 | 0 | 0 | 0 | 0 | 0 | 0 | 15867325.1483
10 |  | Fixed O&M Labor |  |  |  |  | 18063856.14 | 16632735.5664 | 16916012.2049 | 17795841.4744 | 17896680.8075 | 18254614.4236 | 18619706.7121 | 18992100.8463 | 19371942.8633 | 19759381.7205 | 20154569.3549 | 20557660.742 | 20968813.9569 | 0 | 0 | 0 | 0 | 0 | 0 | 0 | 0 | 0 | 0 | 0 | 0 | 0 | 0 | 0 | 0 | 243983916.8128
10 |  | Fixed O&M Other |  |  |  |  | 10696150.39 | 8051695.47 | 6101121.825 | 8004623.85 | 7644655.5 | 7797548.61 | 7953499.5822 | 8112569.5738 | 8274820.9653 | 8440317.3846 | 8609123.7323 | 8781306.207 | 8956932.3311 | 0 | 0 | 0 | 0 | 0 | 0 | 0 | 0 | 0 | 0 | 0 | 0 | 0 | 0 | 0 | 0 | 107424365.4214
10 |  | Variable O&M |  |  |  |  | 2076817 | 845700.6619 | 1091384.3524 | 1126205.4214 | 1169999.2524 | 1193399.2374 | 1217267.2222 | 1241612.5666 | 1266444.818 | 1291773.7143 | 1317609.1886 | 1343961.3724 | 1370840.5998 | 0 | 0 | 0 | 0 | 0 | 0 | 0 | 0 | 0 | 0 | 0 | 0 | 0 | 0 | 0 | 0 | 16553015.4074
10A | Sensitivity 10A | Sensitvity 10a: Summer peaking (400MW 8 hrs, 230 MW 16 hrs) + 1 unit off-peak (U1 off, U2 230MW) (2019 start) | 2028 | 2028 | 2026-2029 |  | 50240082.03 | 51609983.38 | 32603448.7447 | 41141167.5533 | 38432347.0469 | 35986276.6202 | 41485460.7918 | 44283872.5578 | 35704410.673 | 36430343.1766 | 33006259.9966 | 31220122.2565 | 0 | 0 | 0 | 0 | 0 | 0 | 0 | 0 | 0 | 0 | 0 | 0 | 0 | 0 | 0 | 0 | 0 | 472143774.8274
10A |  | On-Going CapX (exc water) |  |  |  |  | 18803258.5 | 15515713.57 | 7766930.3625 | 12517288.8075 | 11073011.4871 | 8080714.3491 | 13022987.2753 | 11520361.1511 | 6095202.0264 | 6584870.3572 | 2564957.7207 | 354193.9351 | 0 | 0 | 0 | 0 | 0 | 0 | 0 | 0 | 0 | 0 | 0 | 0 | 0 | 0 | 0 | 0 | 0 | 113899489.5421
10A |  | CapX Water Costs |  |  |  |  | 600000 | 4641000 | 728000 | 1697208 | 648000 | 660000 | 672000 | 4417228.4199 | 696000 | 354000 | 360000 | 183000 | 0 | 0 | 0 | 0 | 0 | 0 | 0 | 0 | 0 | 0 | 0 | 0 | 0 | 0 | 0 | 0 | 0 | 15656436.4199
10A |  | Fixed O&M Labor |  |  |  |  | 18063856.14 | 18538569.85 | 16916012.2049 | 17795841.4744 | 17896680.8075 | 18254614.4236 | 18619706.7121 | 18992100.8463 | 19371942.8633 | 19759381.7205 | 20154569.3549 | 20557660.742 | 0 | 0 | 0 | 0 | 0 | 0 | 0 | 0 | 0 | 0 | 0 | 0 | 0 | 0 | 0 | 0 | 0 | 224920937.1396
10A |  | Fixed O&M Other |  |  |  |  | 10696150.39 | 10735593.96 | 6101121.825 | 8004623.85 | 7644655.5 | 7797548.61 | 7953499.5822 | 8112569.5738 | 8274820.9653 | 8440317.3846 | 8609123.7323 | 8781306.207 | 0 | 0 | 0 | 0 | 0 | 0 | 0 | 0 | 0 | 0 | 0 | 0 | 0 | 0 | 0 | 0 | 0 | 101151331.5803
10A |  | Variable O&M |  |  |  |  | 2076817 | 2179106 | 1091384.3524 | 1126205.4214 | 1169999.2524 | 1193399.2374 | 1217267.2222 | 1241612.5666 | 1266444.818 | 1291773.7143 | 1317609.1886 | 1343961.3724 | 0 | 0 | 0 | 0 | 0 | 0 | 0 | 0 | 0 | 0 | 0 | 0 | 0 | 0 | 0 | 0 | 0 | 16515580.1457
10B | Sensitivity 10B | Sensitvity 10b: Summer peaking (400MW 8 hrs, 230 MW 16 hrs) + 1 unit off-peak (U1 off, U2 230MW) (2020 start) | 2027 | 2027 | 2025-2028 |  | 50240082.03 | 51609983.38 | 41249197.52 | 41141167.5533 | 38432347.0469 | 35986276.6202 | 41485460.7918 | 41115773.2412 | 33347095.798 | 32744983.6352 | 30917137.8904 | 0 | 0 | 0 | 0 | 0 | 0 | 0 | 0 | 0 | 0 | 0 | 0 | 0 | 0 | 0 | 0 | 0 | 0 | 438269505.5071
10B |  | On-Going CapX (exc water) |  |  |  |  | 18803258.5 | 15515713.57 | 10355907.15 | 12517288.8075 | 11073011.4871 | 8080714.3491 | 13022987.2753 | 8352261.8346 | 4085887.1515 | 2899510.8157 | 475835.6145 | 0 | 0 | 0 | 0 | 0 | 0 | 0 | 0 | 0 | 0 | 0 | 0 | 0 | 0 | 0 | 0 | 0 | 0 | 105182376.5554
10B |  | CapX Water Costs |  |  |  |  | 600000 | 4641000 | 1092000 | 1697208 | 648000 | 660000 | 672000 | 4417228.4199 | 348000 | 354000 | 360000 | 0 | 0 | 0 | 0 | 0 | 0 | 0 | 0 | 0 | 0 | 0 | 0 | 0 | 0 | 0 | 0 | 0 | 0 | 15489436.4199
10B |  | Fixed O&M Labor |  |  |  |  | 18063856.14 | 18538569.85 | 18854305.27 | 17795841.4744 | 17896680.8075 | 18254614.4236 | 18619706.7121 | 18992100.8463 | 19371942.8633 | 19759381.7205 | 20154569.3549 | 0 | 0 | 0 | 0 | 0 | 0 | 0 | 0 | 0 | 0 | 0 | 0 | 0 | 0 | 0 | 0 | 0 | 0 | 206301569.4627
10B |  | Fixed O&M Other |  |  |  |  | 10696150.39 | 10735593.96 | 8134829.1 | 8004623.85 | 7644655.5 | 7797548.61 | 7953499.5822 | 8112569.5738 | 8274820.9653 | 8440317.3846 | 8609123.7323 | 0 | 0 | 0 | 0 | 0 | 0 | 0 | 0 | 0 | 0 | 0 | 0 | 0 | 0 | 0 | 0 | 0 | 0 | 94403732.6483
10B |  | Variable O&M |  |  |  |  | 2076817 | 2179106 | 2812156 | 1126205.4214 | 1169999.2524 | 1193399.2374 | 1217267.2222 | 1241612.5666 | 1266444.818 | 1291773.7143 | 1317609.1886 | 0 | 0 | 0 | 0 | 0 | 0 | 0 | 0 | 0 | 0 | 0 | 0 | 0 | 0 | 0 | 0 | 0 | 0 | 16892390.4209
10C | Sensitivity 10C | Blank |  |  |  |  | 0 | 0 | 0 | 0 | 0 | 0 | 0 | 0 | 0 | 0 | 0 | 0 | 0 | 0 | 0 | 0 | 0 | 0 | 0 | 0 | 0 | 0 | 0 | 0 | 0 | 0 | 0 | 0 | 0 | 0
10C |  | On-Going CapX (exc water) |  |  |  |  | 0 | 0 | 0 | 0 | 0 | 0 | 0 | 0 | 0 | 0 | 0 | 0 | 0 | 0 | 0 | 0 | 0 | 0 | 0 | 0 | 0 | 0 | 0 | 0 | 0 | 0 | 0 | 0 | 0 | 0
10C |  | CapX Water Costs | [33 empty] | 0
10C |  | Fixed O&M Labor |  |  |  |  | 0 | 0 | 0 | 0 | 0 | 0 | 0 | 0 | 0 | 0 | 0 | 0 | 0 | 0 | 0 | 0 | 0 | 0 | 0 | 0 | 0 | 0 | 0 | 0 | 0 | 0 | 0 | 0 | 0 | 0
10C |  | Fixed O&M Other |  |  |  |  | 0 | 0 | 0 | 0 | 0 | 0 | 0 | 0 | 0 | 0 | 0 | 0 | 0 | 0 | 0 | 0 | 0 | 0 | 0 | 0 | 0 | 0 | 0 | 0 | 0 | 0 | 0 | 0 | 0 | 0
10C |  | Variable O&M |  |  |  |  | 0 | 0 | 0 | 0 | 0 | 0 | 0 | 0 | 0 | 0 | 0 | 0 | 0 | 0 | 0 | 0 | 0 | 0 | 0 | 0 | 0 | 0 | 0 | 0 | 0 | 0 | 0 | 0 | 0 | 0
10D | Sensitivity 10D | Blank |  |  |  |  | 0 | 0 | 0 | 0 | 0 | 0 | 0 | 0 | 0 | 0 | 0 | 0 | 0 | 0 | 0 | 0 | 0 | 0 | 0 | 0 | 0 | 0 | 0 | 0 | 0 | 0 | 0 | 0 | 0 | 0
10D |  | On-Going CapX (exc water) |  |  |  |  | 0 | 0 | 0 | 0 | 0 | 0 | 0 | 0 | 0 | 0 | 0 | 0 | 0 | 0 | 0 | 0 | 0 | 0 | 0 | 0 | 0 | 0 | 0 | 0 | 0 | 0 | 0 | 0 | 0 | 0
10D |  | CapX Water Costs | [33 empty] | 0
10D |  | Fixed O&M Labor |  |  |  |  | 0 | 0 | 0 | 0 | 0 | 0 | 0 | 0 | 0 | 0 | 0 | 0 | 0 | 0 | 0 | 0 | 0 | 0 | 0 | 0 | 0 | 0 | 0 | 0 | 0 | 0 | 0 | 0 | 0 | 0
10D |  | Fixed O&M Other |  |  |  |  | 0 | 0 | 0 | 0 | 0 | 0 | 0 | 0 | 0 | 0 | 0 | 0 | 0 | 0 | 0 | 0 | 0 | 0 | 0 | 0 | 0 | 0 | 0 | 0 | 0 | 0 | 0 | 0 | 0 | 0
10D |  | Variable O&M |  |  |  |  | 0 | 0 | 0 | 0 | 0 | 0 | 0 | 0 | 0 | 0 | 0 | 0 | 0 | 0 | 0 | 0 | 0 | 0 | 0 | 0 | 0 | 0 | 0 | 0 | 0 | 0 | 0 | 0 | 0 | 0
10E | Sensitivity 10E | Blank |  |  |  |  | 0 | 0 | 0 | 0 | 0 | 0 | 0 | 0 | 0 | 0 | 0 | 0 | 0 | 0 | 0 | 0 | 0 | 0 | 0 | 0 | 0 | 0 | 0 | 0 | 0 | 0 | 0 | 0 | 0 | 0
10E |  | On-Going CapX (exc water) |  |  |  |  | 0 | 0 | 0 | 0 | 0 | 0 | 0 | 0 | 0 | 0 | 0 | 0 | 0 | 0 | 0 | 0 | 0 | 0 | 0 | 0 | 0 | 0 | 0 | 0 | 0 | 0 | 0 | 0 | 0 | 0
10E |  | CapX Water Costs | [33 empty] | 0
10E |  | Fixed O&M Labor |  |  |  |  | 0 | 0 | 0 | 0 | 0 | 0 | 0 | 0 | 0 | 0 | 0 | 0 | 0 | 0 | 0 | 0 | 0 | 0 | 0 | 0 | 0 | 0 | 0 | 0 | 0 | 0 | 0 | 0 | 0 | 0
10E |  | Fixed O&M Other |  |  |  |  | 0 | 0 | 0 | 0 | 0 | 0 | 0 | 0 | 0 | 0 | 0 | 0 | 0 | 0 | 0 | 0 | 0 | 0 | 0 | 0 | 0 | 0 | 0 | 0 | 0 | 0 | 0 | 0 | 0 | 0
10E |  | Variable O&M |  |  |  |  | 0 | 0 | 0 | 0 | 0 | 0 | 0 | 0 | 0 | 0 | 0 | 0 | 0 | 0 | 0 | 0 | 0 | 0 | 0 | 0 | 0 | 0 | 0 | 0 | 0 | 0 | 0 | 0 | 0 | 0
11 | Sensitivity 11 | Scenario 11: Summer Peaking (400MW 8hrs, 230MW 16 hrs, 230MW off-peak (2018 start), from 2020 0MW off-peak. | 2032 | 2032 | 2027-2032 |  | 50240082.03 | 46478733.4298 | 35260326.6372 | 29512106.8559 | 26544308.9778 | 23426200.6834 | 25344732.1531 | 26002160 | 23566454.1308 | 26689515.0792 | 26243924.2934 | 23697084.2382 | 24005852.2733 | 22107786.1554 | 21294768.3943 | 0 | 0 | 0 | 0 | 0 | 0 | 0 | 0 | 0 | 0 | 0 | 0 | 0 | 0 | 430414035.3316
11 |  | On-Going CapX (exc water) |  |  |  |  | 18803258.5 | 13964142.213 | 9320316.435 | 11682802.887 | 8858409.1897 | 5387142.8994 | 6945593.2135 | 6144192.6139 | 4483826.7781 | 7226195.1793 | 6392417.9955 | 3449747.8144 | 3726889.1211 | 1423243.7401 | 196535.1307 | 0 | 0 | 0 | 0 | 0 | 0 | 0 | 0 | 0 | 0 | 0 | 0 | 0 | 0 | 108004713.7107
11 |  | CapX Water Costs |  |  |  |  | 600000 | 3927000 | 364000 | 371000 | 378000 | 385000 | 392000 | 1490685.6676 | 348000 | 354000 | 360000 | 366000 | 0 | 0 | 0 | 0 | 0 | 0 | 0 | 0 | 0 | 0 | 0 | 0 | 0 | 0 | 0 | 0 | 0 | 9335685.6676
11 |  | Fixed O&M Labor |  |  |  |  | 18063856.14 | 16632735.5664 | 16426091.0118 | 11493147.6189 | 11558273.0215 | 11789438.4819 | 12025227.2516 | 12265731.7966 | 12511046.4325 | 12761267.3612 | 13016492.7084 | 13276822.5626 | 13542359.0138 | 13813206.1941 | 14089470.318 | 0 | 0 | 0 | 0 | 0 | 0 | 0 | 0 | 0 | 0 | 0 | 0 | 0 | 0 | 203265165.4792
11 |  | Fixed O&M Other |  |  |  |  | 10696150.39 | 10735593.96 | 7696971.9237 | 5336415.9 | 5096437 | 5198365.74 | 5302333.0548 | 5408379.7159 | 5516547.3102 | 5626878.2564 | 5739415.8215 | 5854204.138 | 5971288.2207 | 6090713.9852 | 6212528.2649 | 0 | 0 | 0 | 0 | 0 | 0 | 0 | 0 | 0 | 0 | 0 | 0 | 0 | 0 | 96482223.6813
11 |  | Variable O&M |  |  |  |  | 2076817 | 1219261.6905 | 1452947.2667 | 628740.45 | 653189.7667 | 666253.562 | 679578.6332 | 693170.2059 | 707033.61 | 721174.2822 | 735597.7679 | 750309.7232 | 765315.9177 | 780622.236 | 796234.6808 | 0 | 0 | 0 | 0 | 0 | 0 | 0 | 0 | 0 | 0 | 0 | 0 | 0 | 0 | 13326246.7928

## Scenario 1
CALCULATIONS ONLY >>>>>>>>>
1: Scenario Information
[6 empty] | Capacity Factor |  | Derated CT |  | Annual MWh |  | Derated Annual MWh
ID: | Scenario Type |  |  |  |  | Unit 1 | Unit 2 | Unit 1 | Unit 2 | Unit 1 | Unit 2 | Unit 1 | Unit 2
1 | Status quo |  |  |  |  | 84% | 84% | 84% | 84% | 3899952 | 3899952 | 3899952 | 3899952
2: Sensitivity Information
[9 empty] | *Leave blank if N/A |  | *Do not delete
|  | Pipeline |  | Hybrid Cooling |  |  | Retirement Date |  | Reduced Operations |  | Reduced Operations
ID: | Scenario Description | Yes/No | COD | Yes/No | COD | Water Option | Unit 1 | Unit 2 | Unit 1 | Unit 2 | Unit 1 | Unit 2
1 | Status quo (w/o Northern Ag) | No |  | No |  | Scenario 1 | 2023 | 2023 |  |  | 2023 | 2023
1A | Status quo (inc Norterhn Ag) | No |  | No |  | Scenario 1A | 2024 | 2024 |  |  | 2024 | 2024
1B | Status quo plus Acquisition 1 | No |  | No |  | Scenario 1B | 2025 | 2025 |  |  | 2025 | 2025
1C | Status quo plus Acquisition 1-2 | No |  | No |  | Scenario 1C | 2027 | 2027 |  |  | 2027 | 2027
1D | Status quo plus Acquisition 1-3 | No |  | No |  | Scenario 1D | 2029 | 2029 |  |  | 2029 | 2029
1E | Status quo plus Acquisition 1-4 | No |  | No |  | Scenario 1E | 2031 | 2031 |  |  | 2031 | 2031
3: On-Going CapX - Managed Decline
Index
| Status quo |  |  |  |  | 2
| Managed Decline |  |  |  |  | Percentage
| 4 Years before end of Operation |  |  |  |  | 72.5%
| 3 Years before end of Operation |  |  |  |  | 48.6%
| 2 Years before end of Operation |  |  |  |  | 21.4%
| Year of Retirement |  |  |  |  | 3.97%
4: Fixed O&M Labor Reduction (single unit operation calculated with retirment dates)
| Increase contract labor after O&M Labor Reduction |  |  |  |  | 10%
5: On-Going CapX - Calculations | [14 empty] | 1st Unit - Step 1 - Reduce baseline based on scenario | [7 empty] | 1st Unit - Step 2 - Managed decline and retirement adjustments | [6 empty] | 2nd Unit - Step 1 - Reduce baseline based on scenario | [7 empty] | 2nd Unit - Step 2 - Managed decline and retirement adjustments
[6 empty] | Year | 1 | 1A | 1B | 1C | 1D | 1E |  |  | Year | Baseline | 1 | 1A | 1B | 1C | 1D | 1E | Year | 1 | 1A | 1B | 1C | 1D | 1E | Year | Baseline | 1 | 1A | 1B | 1C | 1D | 1E | Year | 1 | 1A | 1B | 1C | 1D | 1E
[6 empty] | 2017 | 18803258.5 | 18803258.5 | 18803258.5 | 18803258.5 | 18803258.5 | 18803258.5 |  |  | 2017 | 5101701.2425 | 5101701.2425 | 5101701.2425 | 5101701.2425 | 5101701.2425 | 5101701.2425 | 5101701.2425 | 2017 | 5101701.2425 | 5101701.2425 | 5101701.2425 | 5101701.2425 | 5101701.2425 | 5101701.2425 | 2017 | 13701557.2575 | 13701557.2575 | 13701557.2575 | 13701557.2575 | 13701557.2575 | 13701557.2575 | 13701557.2575 | 2017 | 13701557.2575 | 13701557.2575 | 13701557.2575 | 13701557.2575 | 13701557.2575 | 13701557.2575
[6 empty] | 2018 | 15515713.57 | 15515713.57 | 15515713.57 | 15515713.57 | 15515713.57 | 15515713.57 |  |  | 2018 | 9138973.3925 | 9138973.3925 | 9138973.3925 | 9138973.3925 | 9138973.3925 | 9138973.3925 | 9138973.3925 | 2018 | 9138973.3925 | 9138973.3925 | 9138973.3925 | 9138973.3925 | 9138973.3925 | 9138973.3925 | 2018 | 6376740.1775 | 6376740.1775 | 6376740.1775 | 6376740.1775 | 6376740.1775 | 6376740.1775 | 6376740.1775 | 2018 | 6376740.1775 | 6376740.1775 | 6376740.1775 | 6376740.1775 | 6376740.1775 | 6376740.1775
[6 empty] | 2019 | 10355907.15 | 10355907.15 | 10355907.15 | 10355907.15 | 10355907.15 | 10355907.15 |  |  | 2019 | 3802341.1675 | 3802341.1675 | 3802341.1675 | 3802341.1675 | 3802341.1675 | 3802341.1675 | 3802341.1675 | 2019 | 3802341.1675 | 3802341.1675 | 3802341.1675 | 3802341.1675 | 3802341.1675 | 3802341.1675 | 2019 | 6553565.9825 | 6553565.9825 | 6553565.9825 | 6553565.9825 | 6553565.9825 | 6553565.9825 | 6553565.9825 | 2019 | 6553565.9825 | 6553565.9825 | 6553565.9825 | 6553565.9825 | 6553565.9825 | 6553565.9825
[6 empty] | 2020 | 12100045.8472 | 16689718.41 | 16689718.41 | 16689718.41 | 16689718.41 | 16689718.41 |  |  | 2020 | 6163918.9425 | 6163918.9425 | 6163918.9425 | 6163918.9425 | 6163918.9425 | 6163918.9425 | 6163918.9425 | 2020 | 4468841.2333 | 6163918.9425 | 6163918.9425 | 6163918.9425 | 6163918.9425 | 6163918.9425 | 2020 | 10525799.4675 | 10525799.4675 | 10525799.4675 | 10525799.4675 | 10525799.4675 | 10525799.4675 | 10525799.4675 | 2020 | 7631204.6139 | 10525799.4675 | 10525799.4675 | 10525799.4675 | 10525799.4675 | 10525799.4675
[6 empty] | 2021 | 7175311.4436 | 10703911.1042 | 14764015.3161 | 14764015.3161 | 14764015.3161 | 14764015.3161 |  |  | 2021 | 10631803.2359 | 10631803.2359 | 10631803.2359 | 10631803.2359 | 10631803.2359 | 10631803.2359 | 10631803.2359 | 2021 | 5167056.3727 | 7708057.3461 | 10631803.2359 | 10631803.2359 | 10631803.2359 | 10631803.2359 | 2021 | 4132212.0801 | 4132212.0801 | 4132212.0801 | 4132212.0801 | 4132212.0801 | 4132212.0801 | 4132212.0801 | 2021 | 2008255.071 | 2995853.7581 | 4132212.0801 | 4132212.0801 | 4132212.0801 | 4132212.0801
[6 empty] | 2022 | 2305697.161 | 5236302.8982 | 7811357.2042 | 10774285.7989 | 10774285.7989 | 10774285.7989 |  |  | 2022 | 3955955.7507 | 3955955.7507 | 3955955.7507 | 3955955.7507 | 3955955.7507 | 3955955.7507 | 3955955.7507 | 2022 | 846574.5306 | 1922594.4948 | 2868067.9192 | 3955955.7507 | 3955955.7507 | 3955955.7507 | 2022 | 6818330.0482 | 6818330.0482 | 6818330.0482 | 6818330.0482 | 6818330.0482 | 6818330.0482 | 6818330.0482 | 2022 | 1459122.6303 | 3313708.4034 | 4943289.2849 | 6818330.0482 | 6818330.0482 | 6818330.0482
[6 empty] | 2023 | 689350.1264 | 3715892.3692 | 8438895.7544 | 17363983.0338 | 17363983.0338 | 17363983.0338 |  |  | 2023 | 6412941.2678 | 6412941.2678 | 6412941.2678 | 6412941.2678 | 6412941.2678 | 6412941.2678 | 6412941.2678 | 2023 | 254593.7683 | 1372369.4313 | 3116689.4561 | 6412941.2678 | 6412941.2678 | 6412941.2678 | 2023 | 10951041.766 | 10951041.766 | 10951041.766 | 10951041.766 | 10951041.766 | 10951041.766 | 10951041.766 | 2023 | 434756.3581 | 2343522.9379 | 5322206.2983 | 10951041.766 | 10951041.766 | 10951041.766
[6 empty] | 2024 | 0 | 609811.1169 | 3287143.0485 | 11136349.1128 | 15360481.5349 | 15360481.5349 |  |  | 2024 | 11061328.0867 | 11061328.0867 | 11061328.0867 | 11061328.0867 | 11061328.0867 | 11061328.0867 | 11061328.0867 | 2024 | 0 | 439134.725 | 2367124.2105 | 8019462.8628 | 11061328.0867 | 11061328.0867 | 2024 | 4299153.4482 | 4299153.4482 | 4299153.4482 | 4299153.4482 | 4299153.4482 | 4299153.4482 | 4299153.4482 | 2024 | 0 | 170676.3919 | 920018.8379 | 3116886.2499 | 4299153.4482 | 4299153.4482
[6 empty] | 2025 | 0 | 0 | 445019.8077 | 5447849.5353 | 11209566.9451 | 11209566.9451 |  |  | 2025 | 4115776.363 | 4115776.363 | 4115776.363 | 4115776.363 | 4115776.363 | 4115776.363 | 4115776.363 | 2025 | 0 | 0 | 163396.3216 | 2000267.3124 | 4115776.363 | 4115776.363 | 2025 | 7093790.5821 | 7093790.5821 | 7093790.5821 | 7093790.5821 | 7093790.5821 | 7093790.5821 | 7093790.5821 | 2025 | 0 | 0 | 281623.4861 | 3447582.2229 | 7093790.5821 | 7093790.5821
[6 empty] | 2026 | 0 | 0 | 0 | 3866014.4209 | 13097478.7625 | 18065487.9483 |  |  | 2026 | 6672024.095 | 6672024.095 | 6672024.095 | 6672024.095 | 6672024.095 | 6672024.095 | 6672024.095 | 2026 | 0 | 0 | 0 | 1427813.1563 | 4837217.4689 | 6672024.095 | 2026 | 11393463.8533 | 11393463.8533 | 11393463.8533 | 11393463.8533 | 11393463.8533 | 11393463.8533 | 11393463.8533 | 2026 | 0 | 0 | 0 | 2438201.2646 | 8260261.2937 | 11393463.8533
[6 empty] | 2027 | 0 | 0 | 0 | 634447.4861 | 7766787.8646 | 15981044.9889 |  |  | 2027 | 11508205.7414 | 11508205.7414 | 11508205.7414 | 11508205.7414 | 11508205.7414 | 11508205.7414 | 11508205.7414 | 2027 | 0 | 0 | 0 | 456875.7679 | 5592987.9903 | 11508205.7414 | 2027 | 4472839.2475 | 4472839.2475 | 4472839.2475 | 4472839.2475 | 4472839.2475 | 4472839.2475 | 4472839.2475 | 2027 | 0 | 0 | 0 | 177571.7181 | 2173799.8743 | 4472839.2475
[6 empty] | 2028 | 0 | 0 | 0 | 0 | 2545675.9734 | 8624369.5361 |  |  | 2028 | 4367694.8026 | 4367694.8026 | 4367694.8026 | 4367694.8026 | 4367694.8026 | 4367694.8026 | 4367694.8026 | 2028 | 0 | 0 | 0 | 0 | 934686.6878 | 3166578.7319 | 2028 | 7527987.3161 | 7527987.3161 | 7527987.3161 | 7527987.3161 | 7527987.3161 | 7527987.3161 | 7527987.3161 | 2028 | 0 | 0 | 0 | 0 | 1610989.2856 | 5457790.8042
[6 empty] | 2029 | 0 | 0 | 0 | 0 | 761098.2413 | 9317222.8026 |  |  | 2029 | 7080405.3458 | 7080405.3458 | 7080405.3458 | 7080405.3458 | 7080405.3458 | 7080405.3458 | 7080405.3458 | 2029 | 0 | 0 | 0 | 0 | 281092.0922 | 3441076.9981 | 2029 | 12090834.9889 | 12090834.9889 | 12090834.9889 | 12090834.9889 | 12090834.9889 | 12090834.9889 | 12090834.9889 | 2029 | 0 | 0 | 0 | 0 | 480006.1491 | 5876145.8046
[6 empty] | 2030 | 0 | 0 | 0 | 0 | 0 | 3558109.3502 |  |  | 2030 | 11973137.2533 | 11973137.2533 | 11973137.2533 | 11973137.2533 | 11973137.2533 | 11973137.2533 | 11973137.2533 | 2030 | 0 | 0 | 0 | 0 | 0 | 2562251.3722 | 2030 | 4653541.9531 | 4653541.9531 | 4653541.9531 | 4653541.9531 | 4653541.9531 | 4653541.9531 | 4653541.9531 | 2030 | 0 | 0 | 0 | 0 | 0 | 995857.978
[6 empty] | 2031 | 0 | 0 | 0 | 0 | 0 | 491337.8267 |  |  | 2031 | 4544149.6726 | 4544149.6726 | 4544149.6726 | 4544149.6726 | 4544149.6726 | 4544149.6726 | 4544149.6726 | 2031 | 0 | 0 | 0 | 0 | 0 | 180402.742 | 2031 | 7832118.0037 | 7832118.0037 | 7832118.0037 | 7832118.0037 | 7832118.0037 | 7832118.0037 | 7832118.0037 | 2031 | 0 | 0 | 0 | 0 | 0 | 310935.0847
[6 empty] | 2032 | 0 | 0 | 0 | 0 | 0 | 0 |  |  | 2032 | 7366453.7218 | 7366453.7218 | 7366453.7218 | 7366453.7218 | 7366453.7218 | 7366453.7218 | 7366453.7218 | 2032 | 0 | 0 | 0 | 0 | 0 | 0 | 2032 | 12579304.7224 | 12579304.7224 | 12579304.7224 | 12579304.7224 | 12579304.7224 | 12579304.7224 | 12579304.7224 | 2032 | 0 | 0 | 0 | 0 | 0 | 0
[6 empty] | 2033 | 0 | 0 | 0 | 0 | 0 | 0 |  |  | 2033 | 12456851.9984 | 12456851.9984 | 12456851.9984 | 12456851.9984 | 12456851.9984 | 12456851.9984 | 12456851.9984 | 2033 | 0 | 0 | 0 | 0 | 0 | 0 | 2033 | 4841545.048 | 4841545.048 | 4841545.048 | 4841545.048 | 4841545.048 | 4841545.048 | 4841545.048 | 2033 | 0 | 0 | 0 | 0 | 0 | 0
[6 empty] | 2034 | 0 | 0 | 0 | 0 | 0 | 0 |  |  | 2034 | 4727733.3194 | 4727733.3194 | 4727733.3194 | 4727733.3194 | 4727733.3194 | 4727733.3194 | 4727733.3194 | 2034 | 0 | 0 | 0 | 0 | 0 | 0 | 2034 | 8148535.571 | 8148535.571 | 8148535.571 | 8148535.571 | 8148535.571 | 8148535.571 | 8148535.571 | 2034 | 0 | 0 | 0 | 0 | 0 | 0
[6 empty] | 2035 | 0 | 0 | 0 | 0 | 0 | 0 |  |  | 2035 | 7664058.4521 | 7664058.4521 | 7664058.4521 | 7664058.4521 | 7664058.4521 | 7664058.4521 | 7664058.4521 | 2035 | 0 | 0 | 0 | 0 | 0 | 0 | 2035 | 13087508.6332 | 13087508.6332 | 13087508.6332 | 13087508.6332 | 13087508.6332 | 13087508.6332 | 13087508.6332 | 2035 | 0 | 0 | 0 | 0 | 0 | 0
[6 empty] | 2036 | 0 | 0 | 0 | 0 | 0 | 0 |  |  | 2036 | 12960108.8191 | 12960108.8191 | 12960108.8191 | 12960108.8191 | 12960108.8191 | 12960108.8191 | 12960108.8191 | 2036 | 0 | 0 | 0 | 0 | 0 | 0 | 2036 | 5037143.4679 | 5037143.4679 | 5037143.4679 | 5037143.4679 | 5037143.4679 | 5037143.4679 | 5037143.4679 | 2036 | 0 | 0 | 0 | 0 | 0 | 0
[6 empty] | 2037 | 0 | 0 | 0 | 0 | 0 | 0 |  |  | 2037 | 4918733.7455 | 4918733.7455 | 4918733.7455 | 4918733.7455 | 4918733.7455 | 4918733.7455 | 4918733.7455 | 2037 | 0 | 0 | 0 | 0 | 0 | 0 | 2037 | 8477736.4081 | 8477736.4081 | 8477736.4081 | 8477736.4081 | 8477736.4081 | 8477736.4081 | 8477736.4081 | 2037 | 0 | 0 | 0 | 0 | 0 | 0
[6 empty] | 2038 | 0 | 0 | 0 | 0 | 0 | 0 |  |  | 2038 | 7973686.4136 | 7973686.4136 | 7973686.4136 | 7973686.4136 | 7973686.4136 | 7973686.4136 | 7973686.4136 | 2038 | 0 | 0 | 0 | 0 | 0 | 0 | 2038 | 13616243.982 | 13616243.982 | 13616243.982 | 13616243.982 | 13616243.982 | 13616243.982 | 13616243.982 | 2038 | 0 | 0 | 0 | 0 | 0 | 0
[6 empty] | 2039 | 0 | 0 | 0 | 0 | 0 | 0 |  |  | 2039 | 13483697.2154 | 13483697.2154 | 13483697.2154 | 13483697.2154 | 13483697.2154 | 13483697.2154 | 13483697.2154 | 2039 | 0 | 0 | 0 | 0 | 0 | 0 | 2039 | 5240644.064 | 5240644.064 | 5240644.064 | 5240644.064 | 5240644.064 | 5240644.064 | 5240644.064 | 2039 | 0 | 0 | 0 | 0 | 0 | 0
[6 empty] | 2040 | 0 | 0 | 0 | 0 | 0 | 0 |  |  | 2040 | 5117450.5888 | 5117450.5888 | 5117450.5888 | 5117450.5888 | 5117450.5888 | 5117450.5888 | 5117450.5888 | 2040 | 0 | 0 | 0 | 0 | 0 | 0 | 2040 | 8820236.959 | 8820236.959 | 8820236.959 | 8820236.959 | 8820236.959 | 8820236.959 | 8820236.959 | 2040 | 0 | 0 | 0 | 0 | 0 | 0
[6 empty] | 2041 | 0 | 0 | 0 | 0 | 0 | 0 |  |  | 2041 | 8295823.3447 | 8295823.3447 | 8295823.3447 | 8295823.3447 | 8295823.3447 | 8295823.3447 | 8295823.3447 | 2041 | 0 | 0 | 0 | 0 | 0 | 0 | 2041 | 14166340.2389 | 14166340.2389 | 14166340.2389 | 14166340.2389 | 14166340.2389 | 14166340.2389 | 14166340.2389 | 2041 | 0 | 0 | 0 | 0 | 0 | 0
[6 empty] | 2042 | 0 | 0 | 0 | 0 | 0 | 0 |  |  | 2042 | 14028438.5829 | 14028438.5829 | 14028438.5829 | 14028438.5829 | 14028438.5829 | 14028438.5829 | 14028438.5829 | 2042 | 0 | 0 | 0 | 0 | 0 | 0 | 2042 | 5452366.0842 | 5452366.0842 | 5452366.0842 | 5452366.0842 | 5452366.0842 | 5452366.0842 | 5452366.0842 | 2042 | 0 | 0 | 0 | 0 | 0 | 0
[6 empty] | 2043 | 0 | 0 | 0 | 0 | 0 | 0 |  |  | 2043 | 5324195.5926 | 5324195.5926 | 5324195.5926 | 5324195.5926 | 5324195.5926 | 5324195.5926 | 5324195.5926 | 2043 | 0 | 0 | 0 | 0 | 0 | 0 | 2043 | 9176574.5321 | 9176574.5321 | 9176574.5321 | 9176574.5321 | 9176574.5321 | 9176574.5321 | 9176574.5321 | 2043 | 0 | 0 | 0 | 0 | 0 | 0
[6 empty] | 2044 | 0 | 0 | 0 | 0 | 0 | 0 |  |  | 2044 | 8630974.6078 | 8630974.6078 | 8630974.6078 | 8630974.6078 | 8630974.6078 | 8630974.6078 | 8630974.6078 | 2044 | 0 | 0 | 0 | 0 | 0 | 0 | 2044 | 14738660.3845 | 14738660.3845 | 14738660.3845 | 14738660.3845 | 14738660.3845 | 14738660.3845 | 14738660.3845 | 2044 | 0 | 0 | 0 | 0 | 0 | 0
[6 empty] | 2045 | 0 | 0 | 0 | 0 | 0 | 0 |  |  | 2045 | 14595187.5016 | 14595187.5016 | 14595187.5016 | 14595187.5016 | 14595187.5016 | 14595187.5016 | 14595187.5016 | 2045 | 0 | 0 | 0 | 0 | 0 | 0 | 2045 | 5672641.674 | 5672641.674 | 5672641.674 | 5672641.674 | 5672641.674 | 5672641.674 | 5672641.674 | 2045 | 0 | 0 | 0 | 0 | 0 | 0
[6 empty] | Total | 66945283.7983 | 81630515.1186 | 96111028.7609 | 125351542.3338 | 155007971.1005 | 186874502.7115
6: On-Going CapX - H2O | [44 empty] | Jones Pipeline | [6 empty] | Hybrid Cooling
[6 empty] | Year | 1 | 1A | 1B | 1C | 1D | 1E | [32 empty] | Year | 1 | 1A | 1B | 1C | 1D | 1E | Year | 1 | 1A | 1B | 1C | 1D | 1E
[6 empty] | 2017 | 600000 | 8600000 | 8850000 | 8850000 | 8850000 | 8850000 | [32 empty] | 2017 | 0 | 0 | 0 | 0 | 0 | 0 | 2017 | 0 | 0 | 0 | 0 | 0 | 0
[6 empty] | 2018 | 4641000 | 4641000 | 4641000 | 12891000 | 12891000 | 12891000 | [32 empty] | 2018 | 0 | 0 | 0 | 0 | 0 | 0 | 2018 | 0 | 0 | 0 | 0 | 0 | 0
[6 empty] | 2019 | 728000 | 728000 | 728000 | 728000 | 17228000 | 17228000 | [32 empty] | 2019 | 0 | 0 | 0 | 0 | 0 | 0 | 2019 | 0 | 0 | 0 | 0 | 0 | 0
[6 empty] | 2020 | 2015208 | 2015208 | 2015208 | 2015208 | 2015208 | 18515208 | [32 empty] | 2020 | 0 | 0 | 0 | 0 | 0 | 0 | 2020 | 0 | 0 | 0 | 0 | 0 | 0
[6 empty] | 2021 | 648000 | 648000 | 648000 | 648000 | 648000 | 648000 | [32 empty] | 2021 | 0 | 0 | 0 | 0 | 0 | 0 | 2021 | 0 | 0 | 0 | 0 | 0 | 0
[6 empty] | 2022 | 990000 | 990000 | 990000 | 990000 | 990000 | 990000 | [32 empty] | 2022 | 0 | 0 | 0 | 0 | 0 | 0 | 2022 | 0 | 0 | 0 | 0 | 0 | 0
[6 empty] | 2023 | 0 | 5004027.8626 | 5004027.8626 | 5004027.8626 | 5004027.8626 | 5004027.8626 | [32 empty] | 2023 | 0 | 0 | 0 | 0 | 0 | 0 | 2023 | 0 | 0 | 0 | 0 | 0 | 0
[6 empty] | 2024 | 0 | 0 | 855000 | 855000 | 855000 | 855000 | [32 empty] | 2024 | 0 | 0 | 0 | 0 | 0 | 0 | 2024 | 0 | 0 | 0 | 0 | 0 | 0
[6 empty] | 2025 | 0 | 0 | 0 | 1224995.6286 | 1224995.6286 | 1224995.6286 | [32 empty] | 2025 | 0 | 0 | 0 | 0 | 0 | 0 | 2025 | 0 | 0 | 0 | 0 | 0 | 0
[6 empty] | 2026 | 0 | 0 | 0 | 0 | 708000 | 708000 | [32 empty] | 2026 | 0 | 0 | 0 | 0 | 0 | 0 | 2026 | 0 | 0 | 0 | 0 | 0 | 0
[6 empty] | 2027 | 0 | 0 | 0 | 0 | 1041497.21 | 1041497.21 | [32 empty] | 2027 | 0 | 0 | 0 | 0 | 0 | 0 | 2027 | 0 | 0 | 0 | 0 | 0 | 0
[6 empty] | 2028 | 0 | 0 | 0 | 0 | 0 | 732000 | [32 empty] | 2028 | 0 | 0 | 0 | 0 | 0 | 0 | 2028 | 0 | 0 | 0 | 0 | 0 | 0
[6 empty] | 2029 | 0 | 0 | 0 | 0 | 0 | 953696.7178 | [32 empty] | 2029 | 0 | 0 | 0 | 0 | 0 | 0 | 2029 | 0 | 0 | 0 | 0 | 0 | 0
[6 empty] | 2030 | 0 | 0 | 0 | 0 | 0 | 1424642.6522 | [32 empty] | 2030 | 0 | 0 | 0 | 0 | 0 | 0 | 2030 | 0 | 0 | 0 | 0 | 0 | 0
[6 empty] | 2031 | 0 | 0 | 0 | 0 | 0 | 0 | [32 empty] | 2031 | 0 | 0 | 0 | 0 | 0 | 0 | 2031 | 0 | 0 | 0 | 0 | 0 | 0
[6 empty] | 2032 | 0 | 0 | 0 | 0 | 0 | 0 | [32 empty] | 2032 | 0 | 0 | 0 | 0 | 0 | 0 | 2032 | 0 | 0 | 0 | 0 | 0 | 0
[6 empty] | 2033 | 0 | 0 | 0 | 0 | 0 | 0 | [32 empty] | 2033 | 0 | 0 | 0 | 0 | 0 | 0 | 2033 | 0 | 0 | 0 | 0 | 0 | 0
[6 empty] | 2034 | 0 | 0 | 0 | 0 | 0 | 0 | [32 empty] | 2034 | 0 | 0 | 0 | 0 | 0 | 0 | 2034 | 0 | 0 | 0 | 0 | 0 | 0
[6 empty] | 2035 | 0 | 0 | 0 | 0 | 0 | 0 | [32 empty] | 2035 | 0 | 0 | 0 | 0 | 0 | 0 | 2035 | 0 | 0 | 0 | 0 | 0 | 0
[6 empty] | 2036 | 0 | 0 | 0 | 0 | 0 | 0 | [32 empty] | 2036 | 0 | 0 | 0 | 0 | 0 | 0 | 2036 | 0 | 0 | 0 | 0 | 0 | 0
[6 empty] | 2037 | 0 | 0 | 0 | 0 | 0 | 0 | [32 empty] | 2037 | 0 | 0 | 0 | 0 | 0 | 0 | 2037 | 0 | 0 | 0 | 0 | 0 | 0
[6 empty] | 2038 | 0 | 0 | 0 | 0 | 0 | 0 | [32 empty] | 2038 | 0 | 0 | 0 | 0 | 0 | 0 | 2038 | 0 | 0 | 0 | 0 | 0 | 0
[6 empty] | 2039 | 0 | 0 | 0 | 0 | 0 | 0 | [32 empty] | 2039 | 0 | 0 | 0 | 0 | 0 | 0 | 2039 | 0 | 0 | 0 | 0 | 0 | 0
[6 empty] | 2040 | 0 | 0 | 0 | 0 | 0 | 0 | [32 empty] | 2040 | 0 | 0 | 0 | 0 | 0 | 0 | 2040 | 0 | 0 | 0 | 0 | 0 | 0
[6 empty] | 2041 | 0 | 0 | 0 | 0 | 0 | 0 | [32 empty] | 2041 | 0 | 0 | 0 | 0 | 0 | 0 | 2041 | 0 | 0 | 0 | 0 | 0 | 0
[6 empty] | 2042 | 0 | 0 | 0 | 0 | 0 | 0 | [32 empty] | 2042 | 0 | 0 | 0 | 0 | 0 | 0 | 2042 | 0 | 0 | 0 | 0 | 0 | 0
[6 empty] | 2043 | 0 | 0 | 0 | 0 | 0 | 0 | [32 empty] | 2043 | 0 | 0 | 0 | 0 | 0 | 0 | 2043 | 0 | 0 | 0 | 0 | 0 | 0
[6 empty] | 2044 | 0 | 0 | 0 | 0 | 0 | 0 | [32 empty] | 2044 | 0 | 0 | 0 | 0 | 0 | 0 | 2044 | 0 | 0 | 0 | 0 | 0 | 0
[6 empty] | 2045 | 0 | 0 | 0 | 0 | 0 | 0 | [32 empty] | 2045 | 0 | 0 | 0 | 0 | 0 | 0 | 2045 | 0 | 0 | 0 | 0 | 0 | 0
[6 empty] | Total | 9622208 | 22626235.8626 | 23731235.8626 | 33206231.4912 | 51455728.7012 | 71066068.0712
7: Fixed O&M - Labor | [14 empty] | 1st Unit - Step 1 - Reduce baseline based on scenario | [7 empty] | 1st Unit - Step 1 - Single Unit Operation and Retirement | [6 empty] | 2nd Unit - Step 1 - Reduce baseline based on scenario | [7 empty] | 2nd Unit - Step 1 - Single Unit Operation and Retirement
[6 empty] | Year | 1 | 1A | 1B | 1C | 1D | 1E |  |  | Year | Baseline | 1 | 1A | 1B | 1C | 1D | 1E | Year | 1 | 1A | 1B | 1C | 1D | 1E | Year | Baseline | 1 | 1A | 1B | 1C | 1D | 1E | Year | 1 | 1A | 1B | 1C | 1D | 1E
[6 empty] | 2017 | 18063856.14 | 18063856.14 | 18063856.14 | 18063856.14 | 18063856.14 | 18063856.14 |  |  | 2017 | 5908687.3434 | A | A | A | A | A | A | 2017 | 5908687.3434 | 5908687.3434 | 5908687.3434 | 5908687.3434 | 5908687.3434 | 5908687.3434 | 2017 | 12155168.7966 | A | A | A | A | A | A | 2017 | 12155168.7966 | 12155168.7966 | 12155168.7966 | 12155168.7966 | 12155168.7966 | 12155168.7966
[6 empty] | 2018 | 18538569.85 | 18538569.85 | 18538569.85 | 18538569.85 | 18538569.85 | 18538569.85 |  |  | 2018 | 6063966.1979 | A | A | A | A | A | A | 2018 | 6063966.1979 | 6063966.1979 | 6063966.1979 | 6063966.1979 | 6063966.1979 | 6063966.1979 | 2018 | 12474603.6521 | A | A | A | A | A | A | 2018 | 12474603.6521 | 12474603.6521 | 12474603.6521 | 12474603.6521 | 12474603.6521 | 12474603.6521
[6 empty] | 2019 | 18854305.27 | 18854305.27 | 18854305.27 | 18854305.27 | 18854305.27 | 18854305.27 |  |  | 2019 | 6167243.2538 | A | A | A | A | A | A | 2019 | 6167243.2538 | 6167243.2538 | 6167243.2538 | 6167243.2538 | 6167243.2538 | 6167243.2538 | 2019 | 12687062.0162 | A | A | A | A | A | A | 2019 | 12687062.0162 | 12687062.0162 | 12687062.0162 | 12687062.0162 | 12687062.0162 | 12687062.0162
[6 empty] | 2020 | 19834948.31 | 19834948.31 | 19834948.31 | 19834948.31 | 19834948.31 | 19834948.31 |  |  | 2020 | 6488011.5922 | A | A | A | A | A | A | 2020 | 6488011.5922 | 6488011.5922 | 6488011.5922 | 6488011.5922 | 6488011.5922 | 6488011.5922 | 2020 | 13346936.7178 | A | A | A | A | A | A | 2020 | 13346936.7178 | 13346936.7178 | 13346936.7178 | 13346936.7178 | 13346936.7178 | 13346936.7178
[6 empty] | 2021 | 19947342.15 | 19947342.15 | 19947342.15 | 19947342.15 | 19947342.15 | 19947342.15 |  |  | 2021 | 6524775.6173 | A | A | A | A | A | A | 2021 | 6524775.6173 | 6524775.6173 | 6524775.6173 | 6524775.6173 | 6524775.6173 | 6524775.6173 | 2021 | 13422566.5327 | A | A | A | A | A | A | 2021 | 13422566.5327 | 13422566.5327 | 13422566.5327 | 13422566.5327 | 13422566.5327 | 13422566.5327
[6 empty] | 2022 | 20346288.993 | 20346288.993 | 20346288.993 | 20346288.993 | 20346288.993 | 20346288.993 |  |  | 2022 | 6655271.1296 | A | A | A | A | A | A | 2022 | 6655271.1296 | 6655271.1296 | 6655271.1296 | 6655271.1296 | 6655271.1296 | 6655271.1296 | 2022 | 13691017.8634 | A | A | A | A | A | A | 2022 | 13691017.8634 | 13691017.8634 | 13691017.8634 | 13691017.8634 | 13691017.8634 | 13691017.8634
[6 empty] | 2023 | 20753214.7729 | 20753214.7729 | 20753214.7729 | 20753214.7729 | 20753214.7729 | 20753214.7729 |  |  | 2023 | 6788376.5522 | A | A | A | A | A | A | 2023 | 6788376.5522 | 6788376.5522 | 6788376.5522 | 6788376.5522 | 6788376.5522 | 6788376.5522 | 2023 | 13964838.2207 | A | A | A | A | A | A | 2023 | 13964838.2207 | 13964838.2207 | 13964838.2207 | 13964838.2207 | 13964838.2207 | 13964838.2207
[6 empty] | 2024 | 0 | 21168279.0683 | 21168279.0683 | 21168279.0683 | 21168279.0683 | 21168279.0683 |  |  | 2024 | 6924144.0832 | Retired | A | A | A | A | A | 2024 | 0 | 6924144.0832 | 6924144.0832 | 6924144.0832 | 6924144.0832 | 6924144.0832 | 2024 | 14244134.9851 | Retired | A | A | A | A | A | 2024 | 0 | 14244134.9851 | 14244134.9851 | 14244134.9851 | 14244134.9851 | 14244134.9851
[6 empty] | 2025 | 0 | 0 | 21591644.6497 | 21591644.6497 | 21591644.6497 | 21591644.6497 |  |  | 2025 | 7062626.9649 | Retired | Retired | A | A | A | A | 2025 | 0 | 0 | 7062626.9649 | 7062626.9649 | 7062626.9649 | 7062626.9649 | 2025 | 14529017.6848 | Retired | Retired | A | A | A | A | 2025 | 0 | 0 | 14529017.6848 | 14529017.6848 | 14529017.6848 | 14529017.6848
[6 empty] | 2026 | 0 | 0 | 0 | 22023477.5427 | 22023477.5427 | 22023477.5427 |  |  | 2026 | 7203879.5042 | Retired | Retired | Retired | A | A | A | 2026 | 0 | 0 | 0 | 7203879.5042 | 7203879.5042 | 7203879.5042 | 2026 | 14819598.0385 | Retired | Retired | Retired | A | A | A | 2026 | 0 | 0 | 0 | 14819598.0385 | 14819598.0385 | 14819598.0385
[6 empty] | 2027 | 0 | 0 | 0 | 22463947.0935 | 22463947.0935 | 22463947.0935 |  |  | 2027 | 7347957.0943 | Retired | Retired | Retired | A | A | A | 2027 | 0 | 0 | 0 | 7347957.0943 | 7347957.0943 | 7347957.0943 | 2027 | 15115989.9992 | Retired | Retired | Retired | A | A | A | 2027 | 0 | 0 | 0 | 15115989.9992 | 15115989.9992 | 15115989.9992
[6 empty] | 2028 | 0 | 0 | 0 | 0 | 22913226.0354 | 22913226.0354 |  |  | 2028 | 7494916.2362 | Retired | Retired | Retired | Retired | A | A | 2028 | 0 | 0 | 0 | 0 | 7494916.2362 | 7494916.2362 | 2028 | 15418309.7992 | Retired | Retired | Retired | Retired | A | A | 2028 | 0 | 0 | 0 | 0 | 15418309.7992 | 15418309.7992
[6 empty] | 2029 | 0 | 0 | 0 | 0 | 23371490.5561 | 23371490.5561 |  |  | 2029 | 7644814.5609 | Retired | Retired | Retired | Retired | A | A | 2029 | 0 | 0 | 0 | 0 | 7644814.5609 | 7644814.5609 | 2029 | 15726675.9952 | Retired | Retired | Retired | Retired | A | A | 2029 | 0 | 0 | 0 | 0 | 15726675.9952 | 15726675.9952
[6 empty] | 2030 | 0 | 0 | 0 | 0 | 0 | 23838920.3672 |  |  | 2030 | 7797710.8521 | Retired | Retired | Retired | Retired | Retired | A | 2030 | 0 | 0 | 0 | 0 | 0 | 7797710.8521 | 2030 | 16041209.5151 | Retired | Retired | Retired | Retired | Retired | A | 2030 | 0 | 0 | 0 | 0 | 0 | 16041209.5151
[6 empty] | 2031 | 0 | 0 | 0 | 0 | 0 | 24315698.7746 |  |  | 2031 | 7953665.0692 | Retired | Retired | Retired | Retired | Retired | A | 2031 | 0 | 0 | 0 | 0 | 0 | 7953665.0692 | 2031 | 16362033.7054 | Retired | Retired | Retired | Retired | Retired | A | 2031 | 0 | 0 | 0 | 0 | 0 | 16362033.7054
[6 empty] | 2032 | 0 | 0 | 0 | 0 | 0 | 0 |  |  | 2032 | 8112738.3705 | Retired | Retired | Retired | Retired | Retired | Retired | 2032 | 0 | 0 | 0 | 0 | 0 | 0 | 2032 | 16689274.3795 | Retired | Retired | Retired | Retired | Retired | Retired | 2032 | 0 | 0 | 0 | 0 | 0 | 0
[6 empty] | 2033 | 0 | 0 | 0 | 0 | 0 | 0 |  |  | 2033 | 8274993.138 | Retired | Retired | Retired | Retired | Retired | Retired | 2033 | 0 | 0 | 0 | 0 | 0 | 0 | 2033 | 17023059.8671 | Retired | Retired | Retired | Retired | Retired | Retired | 2033 | 0 | 0 | 0 | 0 | 0 | 0
[6 empty] | 2034 | 0 | 0 | 0 | 0 | 0 | 0 |  |  | 2034 | 8440493.0007 | Retired | Retired | Retired | Retired | Retired | Retired | 2034 | 0 | 0 | 0 | 0 | 0 | 0 | 2034 | 17363521.0645 | Retired | Retired | Retired | Retired | Retired | Retired | 2034 | 0 | 0 | 0 | 0 | 0 | 0
[6 empty] | 2035 | 0 | 0 | 0 | 0 | 0 | 0 |  |  | 2035 | 8609302.8607 | Retired | Retired | Retired | Retired | Retired | Retired | 2035 | 0 | 0 | 0 | 0 | 0 | 0 | 2035 | 17710791.4857 | Retired | Retired | Retired | Retired | Retired | Retired | 2035 | 0 | 0 | 0 | 0 | 0 | 0
[6 empty] | 2036 | 0 | 0 | 0 | 0 | 0 | 0 |  |  | 2036 | 8781488.9179 | Retired | Retired | Retired | Retired | Retired | Retired | 2036 | 0 | 0 | 0 | 0 | 0 | 0 | 2036 | 18065007.3155 | Retired | Retired | Retired | Retired | Retired | Retired | 2036 | 0 | 0 | 0 | 0 | 0 | 0
[6 empty] | 2037 | 0 | 0 | 0 | 0 | 0 | 0 |  |  | 2037 | 8957118.6963 | Retired | Retired | Retired | Retired | Retired | Retired | 2037 | 0 | 0 | 0 | 0 | 0 | 0 | 2037 | 18426307.4618 | Retired | Retired | Retired | Retired | Retired | Retired | 2037 | 0 | 0 | 0 | 0 | 0 | 0
[6 empty] | 2038 | 0 | 0 | 0 | 0 | 0 | 0 |  |  | 2038 | 9136261.0702 | Retired | Retired | Retired | Retired | Retired | Retired | 2038 | 0 | 0 | 0 | 0 | 0 | 0 | 2038 | 18794833.611 | Retired | Retired | Retired | Retired | Retired | Retired | 2038 | 0 | 0 | 0 | 0 | 0 | 0
[6 empty] | 2039 | 0 | 0 | 0 | 0 | 0 | 0 |  |  | 2039 | 9318986.2916 | Retired | Retired | Retired | Retired | Retired | Retired | 2039 | 0 | 0 | 0 | 0 | 0 | 0 | 2039 | 19170730.2832 | Retired | Retired | Retired | Retired | Retired | Retired | 2039 | 0 | 0 | 0 | 0 | 0 | 0
[6 empty] | 2040 | 0 | 0 | 0 | 0 | 0 | 0 |  |  | 2040 | 9505366.0175 | Retired | Retired | Retired | Retired | Retired | Retired | 2040 | 0 | 0 | 0 | 0 | 0 | 0 | 2040 | 19554144.8889 | Retired | Retired | Retired | Retired | Retired | Retired | 2040 | 0 | 0 | 0 | 0 | 0 | 0
[6 empty] | 2041 | 0 | 0 | 0 | 0 | 0 | 0 |  |  | 2041 | 9695473.3378 | Retired | Retired | Retired | Retired | Retired | Retired | 2041 | 0 | 0 | 0 | 0 | 0 | 0 | 2041 | 19945227.7867 | Retired | Retired | Retired | Retired | Retired | Retired | 2041 | 0 | 0 | 0 | 0 | 0 | 0
[6 empty] | 2042 | 0 | 0 | 0 | 0 | 0 | 0 |  |  | 2042 | 9889382.8046 | Retired | Retired | Retired | Retired | Retired | Retired | 2042 | 0 | 0 | 0 | 0 | 0 | 0 | 2042 | 20344132.3424 | Retired | Retired | Retired | Retired | Retired | Retired | 2042 | 0 | 0 | 0 | 0 | 0 | 0
[6 empty] | 2043 | 0 | 0 | 0 | 0 | 0 | 0 |  |  | 2043 | 10087170.4607 | Retired | Retired | Retired | Retired | Retired | Retired | 2043 | 0 | 0 | 0 | 0 | 0 | 0 | 2043 | 20751014.9892 | Retired | Retired | Retired | Retired | Retired | Retired | 2043 | 0 | 0 | 0 | 0 | 0 | 0
[6 empty] | 2044 | 0 | 0 | 0 | 0 | 0 | 0 |  |  | 2044 | 10288913.8699 | Retired | Retired | Retired | Retired | Retired | Retired | 2044 | 0 | 0 | 0 | 0 | 0 | 0 | 2044 | 21166035.289 | Retired | Retired | Retired | Retired | Retired | Retired | 2044 | 0 | 0 | 0 | 0 | 0 | 0
[6 empty] | 2045 | 0 | 0 | 0 | 0 | 0 | 0 |  |  | 2045 | 10494692.1473 | Retired | Retired | Retired | Retired | Retired | Retired | 2045 | 0 | 0 | 0 | 0 | 0 | 0 | 2045 | 21589355.9948 | Retired | Retired | Retired | Retired | Retired | Retired | 2045 | 0 | 0 | 0 | 0 | 0 | 0
[6 empty] | Total | 136338525.4859 | 157506804.5542 | 179098449.2039 | 223585873.8401 | 269870590.4316 | 318025209.5734
*Reduced operations percentages are contained on the "Fixed - Other" Tab
8: Fixed O&M - Other | [14 empty] | 1st Unit - Step 1 - Reduce baseline based on scenario | [7 empty] | 1st Unit - Step 2 - Single Unit Operation and Retirement | [6 empty] | 2nd Unit - Step 1 - Reduce baseline based on scenario | [7 empty] | 2nd Unit - Step 2 - Single Unit Operation and Retirement
[6 empty] | Year | 1 | 1A | 1B | 1C | 1D | 1E |  |  | Year | Baseline | 1 | 1A | 1B | 1C | 1D | 1E | Year | 1 | 1A | 1B | 1C | 1D | 1E | Year | Baseline | 1 | 1A | 1B | 1C | 1D | 1E | Year | 1 | 1A | 1B | 1C | 1D | 1E
[6 empty] | 2017 | 10696150.39 | 10696150.39 | 10696150.39 | 10696150.39 | 10696150.39 | 10696150.39 |  |  | 2017 | 4605762.3579 | 4605762.3579 | 4605762.3579 | 4605762.3579 | 4605762.3579 | 4605762.3579 | 4605762.3579 | 2017 | 4605762.3579 | 4605762.3579 | 4605762.3579 | 4605762.3579 | 4605762.3579 | 4605762.3579 | 2017 | 6090388.0321 | 6090388.0321 | 6090388.0321 | 6090388.0321 | 6090388.0321 | 6090388.0321 | 6090388.0321 | 2017 | 6090388.0321 | 6090388.0321 | 6090388.0321 | 6090388.0321 | 6090388.0321 | 6090388.0321
[6 empty] | 2018 | 10735593.96 | 10735593.96 | 10735593.96 | 10735593.96 | 10735593.96 | 10735593.96 |  |  | 2018 | 4622746.7592 | 4622746.7592 | 4622746.7592 | 4622746.7592 | 4622746.7592 | 4622746.7592 | 4622746.7592 | 2018 | 4622746.7592 | 4622746.7592 | 4622746.7592 | 4622746.7592 | 4622746.7592 | 4622746.7592 | 2018 | 6112847.2008 | 6112847.2008 | 6112847.2008 | 6112847.2008 | 6112847.2008 | 6112847.2008 | 6112847.2008 | 2018 | 6112847.2008 | 6112847.2008 | 6112847.2008 | 6112847.2008 | 6112847.2008 | 6112847.2008
[6 empty] | 2019 | 8134829.1 | 8134829.1 | 8134829.1 | 8134829.1 | 8134829.1 | 8134829.1 |  |  | 2019 | 3502857.4105 | 3502857.4105 | 3502857.4105 | 3502857.4105 | 3502857.4105 | 3502857.4105 | 3502857.4105 | 2019 | 3502857.4105 | 3502857.4105 | 3502857.4105 | 3502857.4105 | 3502857.4105 | 3502857.4105 | 2019 | 4631971.6895 | 4631971.6895 | 4631971.6895 | 4631971.6895 | 4631971.6895 | 4631971.6895 | 4631971.6895 | 2019 | 4631971.6895 | 4631971.6895 | 4631971.6895 | 4631971.6895 | 4631971.6895 | 4631971.6895
[6 empty] | 2020 | 10672831.8 | 10672831.8 | 10672831.8 | 10672831.8 | 10672831.8 | 10672831.8 |  |  | 2020 | 4595721.3731 | 4595721.3731 | 4595721.3731 | 4595721.3731 | 4595721.3731 | 4595721.3731 | 4595721.3731 | 2020 | 4595721.3731 | 4595721.3731 | 4595721.3731 | 4595721.3731 | 4595721.3731 | 4595721.3731 | 2020 | 6077110.4269 | 6077110.4269 | 6077110.4269 | 6077110.4269 | 6077110.4269 | 6077110.4269 | 6077110.4269 | 2020 | 6077110.4269 | 6077110.4269 | 6077110.4269 | 6077110.4269 | 6077110.4269 | 6077110.4269
[6 empty] | 2021 | 10192874 | 10192874 | 10192874 | 10192874 | 10192874 | 10192874 |  |  | 2021 | 4389051.5444 | 4389051.5444 | 4389051.5444 | 4389051.5444 | 4389051.5444 | 4389051.5444 | 4389051.5444 | 2021 | 4389051.5444 | 4389051.5444 | 4389051.5444 | 4389051.5444 | 4389051.5444 | 4389051.5444 | 2021 | 5803822.4556 | 5803822.4556 | 5803822.4556 | 5803822.4556 | 5803822.4556 | 5803822.4556 | 5803822.4556 | 2021 | 5803822.4556 | 5803822.4556 | 5803822.4556 | 5803822.4556 | 5803822.4556 | 5803822.4556
[6 empty] | 2022 | 10396731.48 | 10396731.48 | 10396731.48 | 10396731.48 | 10396731.48 | 10396731.48 |  |  | 2022 | 4476832.5753 | 4476832.5753 | 4476832.5753 | 4476832.5753 | 4476832.5753 | 4476832.5753 | 4476832.5753 | 2022 | 4476832.5753 | 4476832.5753 | 4476832.5753 | 4476832.5753 | 4476832.5753 | 4476832.5753 | 2022 | 5919898.9047 | 5919898.9047 | 5919898.9047 | 5919898.9047 | 5919898.9047 | 5919898.9047 | 5919898.9047 | 2022 | 5919898.9047 | 5919898.9047 | 5919898.9047 | 5919898.9047 | 5919898.9047 | 5919898.9047
[6 empty] | 2023 | 10604666.1096 | 10604666.1096 | 10604666.1096 | 10604666.1096 | 10604666.1096 | 10604666.1096 |  |  | 2023 | 4566369.2268 | 4566369.2268 | 4566369.2268 | 4566369.2268 | 4566369.2268 | 4566369.2268 | 4566369.2268 | 2023 | 4566369.2268 | 4566369.2268 | 4566369.2268 | 4566369.2268 | 4566369.2268 | 4566369.2268 | 2023 | 6038296.8828 | 6038296.8828 | 6038296.8828 | 6038296.8828 | 6038296.8828 | 6038296.8828 | 6038296.8828 | 2023 | 6038296.8828 | 6038296.8828 | 6038296.8828 | 6038296.8828 | 6038296.8828 | 6038296.8828
[6 empty] | 2024 | 0 | 10816759.4318 | 10816759.4318 | 10816759.4318 | 10816759.4318 | 10816759.4318 |  |  | 2024 | 4657696.6113 | 4657696.6113 | 4657696.6113 | 4657696.6113 | 4657696.6113 | 4657696.6113 | 4657696.6113 | 2024 | 0 | 4657696.6113 | 4657696.6113 | 4657696.6113 | 4657696.6113 | 4657696.6113 | 2024 | 6159062.8205 | 6159062.8205 | 6159062.8205 | 6159062.8205 | 6159062.8205 | 6159062.8205 | 6159062.8205 | 2024 | 0 | 6159062.8205 | 6159062.8205 | 6159062.8205 | 6159062.8205 | 6159062.8205
[6 empty] | 2025 | 0 | 0 | 11033094.6204 | 11033094.6204 | 11033094.6204 | 11033094.6204 |  |  | 2025 | 4750850.5436 | 4750850.5436 | 4750850.5436 | 4750850.5436 | 4750850.5436 | 4750850.5436 | 4750850.5436 | 2025 | 0 | 0 | 4750850.5436 | 4750850.5436 | 4750850.5436 | 4750850.5436 | 2025 | 6282244.0769 | 6282244.0769 | 6282244.0769 | 6282244.0769 | 6282244.0769 | 6282244.0769 | 6282244.0769 | 2025 | 0 | 0 | 6282244.0769 | 6282244.0769 | 6282244.0769 | 6282244.0769
[6 empty] | 2026 | 0 | 0 | 0 | 11253756.5128 | 11253756.5128 | 11253756.5128 |  |  | 2026 | 4845867.5544 | 4845867.5544 | 4845867.5544 | 4845867.5544 | 4845867.5544 | 4845867.5544 | 4845867.5544 | 2026 | 0 | 0 | 0 | 4845867.5544 | 4845867.5544 | 4845867.5544 | 2026 | 6407888.9584 | 6407888.9584 | 6407888.9584 | 6407888.9584 | 6407888.9584 | 6407888.9584 | 6407888.9584 | 2026 | 0 | 0 | 0 | 6407888.9584 | 6407888.9584 | 6407888.9584
[6 empty] | 2027 | 0 | 0 | 0 | 11478831.6431 | 11478831.6431 | 11478831.6431 |  |  | 2027 | 4942784.9055 | 4942784.9055 | 4942784.9055 | 4942784.9055 | 4942784.9055 | 4942784.9055 | 4942784.9055 | 2027 | 0 | 0 | 0 | 4942784.9055 | 4942784.9055 | 4942784.9055 | 2027 | 6536046.7376 | 6536046.7376 | 6536046.7376 | 6536046.7376 | 6536046.7376 | 6536046.7376 | 6536046.7376 | 2027 | 0 | 0 | 0 | 6536046.7376 | 6536046.7376 | 6536046.7376
[6 empty] | 2028 | 0 | 0 | 0 | 0 | 11708408.276 | 11708408.276 |  |  | 2028 | 5041640.6036 | 5041640.6036 | 5041640.6036 | 5041640.6036 | 5041640.6036 | 5041640.6036 | 5041640.6036 | 2028 | 0 | 0 | 0 | 0 | 5041640.6036 | 5041640.6036 | 2028 | 6666767.6723 | 6666767.6723 | 6666767.6723 | 6666767.6723 | 6666767.6723 | 6666767.6723 | 6666767.6723 | 2028 | 0 | 0 | 0 | 0 | 6666767.6723 | 6666767.6723
[6 empty] | 2029 | 0 | 0 | 0 | 0 | 11942576.4415 | 11942576.4415 |  |  | 2029 | 5142473.4157 | 5142473.4157 | 5142473.4157 | 5142473.4157 | 5142473.4157 | 5142473.4157 | 5142473.4157 | 2029 | 0 | 0 | 0 | 0 | 5142473.4157 | 5142473.4157 | 2029 | 6800103.0258 | 6800103.0258 | 6800103.0258 | 6800103.0258 | 6800103.0258 | 6800103.0258 | 6800103.0258 | 2029 | 0 | 0 | 0 | 0 | 6800103.0258 | 6800103.0258
[6 empty] | 2030 | 0 | 0 | 0 | 0 | 0 | 12181427.9703 |  |  | 2030 | 5245322.884 | 5245322.884 | 5245322.884 | 5245322.884 | 5245322.884 | 5245322.884 | 5245322.884 | 2030 | 0 | 0 | 0 | 0 | 0 | 5245322.884 | 2030 | 6936105.0863 | 6936105.0863 | 6936105.0863 | 6936105.0863 | 6936105.0863 | 6936105.0863 | 6936105.0863 | 2030 | 0 | 0 | 0 | 0 | 0 | 6936105.0863
[6 empty] | 2031 | 0 | 0 | 0 | 0 | 0 | 12425056.5297 |  |  | 2031 | 5350229.3417 | 5350229.3417 | 5350229.3417 | 5350229.3417 | 5350229.3417 | 5350229.3417 | 5350229.3417 | 2031 | 0 | 0 | 0 | 0 | 0 | 5350229.3417 | 2031 | 7074827.188 | 7074827.188 | 7074827.188 | 7074827.188 | 7074827.188 | 7074827.188 | 7074827.188 | 2031 | 0 | 0 | 0 | 0 | 0 | 7074827.188
[6 empty] | 2032 | 0 | 0 | 0 | 0 | 0 | 0 |  |  | 2032 | 5457233.9285 | 5457233.9285 | 5457233.9285 | 5457233.9285 | 5457233.9285 | 5457233.9285 | 5457233.9285 | 2032 | 0 | 0 | 0 | 0 | 0 | 0 | 2032 | 7216323.7318 | 7216323.7318 | 7216323.7318 | 7216323.7318 | 7216323.7318 | 7216323.7318 | 7216323.7318 | 2032 | 0 | 0 | 0 | 0 | 0 | 0
[6 empty] | 2033 | 0 | 0 | 0 | 0 | 0 | 0 |  |  | 2033 | 5566378.6071 | 5566378.6071 | 5566378.6071 | 5566378.6071 | 5566378.6071 | 5566378.6071 | 5566378.6071 | 2033 | 0 | 0 | 0 | 0 | 0 | 0 | 2033 | 7360650.2064 | 7360650.2064 | 7360650.2064 | 7360650.2064 | 7360650.2064 | 7360650.2064 | 7360650.2064 | 2033 | 0 | 0 | 0 | 0 | 0 | 0
[6 empty] | 2034 | 0 | 0 | 0 | 0 | 0 | 0 |  |  | 2034 | 5677706.1792 | 5677706.1792 | 5677706.1792 | 5677706.1792 | 5677706.1792 | 5677706.1792 | 5677706.1792 | 2034 | 0 | 0 | 0 | 0 | 0 | 0 | 2034 | 7507863.2105 | 7507863.2105 | 7507863.2105 | 7507863.2105 | 7507863.2105 | 7507863.2105 | 7507863.2105 | 2034 | 0 | 0 | 0 | 0 | 0 | 0
[6 empty] | 2035 | 0 | 0 | 0 | 0 | 0 | 0 |  |  | 2035 | 5791260.3028 | 5791260.3028 | 5791260.3028 | 5791260.3028 | 5791260.3028 | 5791260.3028 | 5791260.3028 | 2035 | 0 | 0 | 0 | 0 | 0 | 0 | 2035 | 7658020.4748 | 7658020.4748 | 7658020.4748 | 7658020.4748 | 7658020.4748 | 7658020.4748 | 7658020.4748 | 2035 | 0 | 0 | 0 | 0 | 0 | 0
[6 empty] | 2036 | 0 | 0 | 0 | 0 | 0 | 0 |  |  | 2036 | 5907085.5089 | 5907085.5089 | 5907085.5089 | 5907085.5089 | 5907085.5089 | 5907085.5089 | 5907085.5089 | 2036 | 0 | 0 | 0 | 0 | 0 | 0 | 2036 | 7811180.8842 | 7811180.8842 | 7811180.8842 | 7811180.8842 | 7811180.8842 | 7811180.8842 | 7811180.8842 | 2036 | 0 | 0 | 0 | 0 | 0 | 0
[6 empty] | 2037 | 0 | 0 | 0 | 0 | 0 | 0 |  |  | 2037 | 6025227.2191 | 6025227.2191 | 6025227.2191 | 6025227.2191 | 6025227.2191 | 6025227.2191 | 6025227.2191 | 2037 | 0 | 0 | 0 | 0 | 0 | 0 | 2037 | 7967404.5019 | 7967404.5019 | 7967404.5019 | 7967404.5019 | 7967404.5019 | 7967404.5019 | 7967404.5019 | 2037 | 0 | 0 | 0 | 0 | 0 | 0
[6 empty] | 2038 | 0 | 0 | 0 | 0 | 0 | 0 |  |  | 2038 | 6145731.7634 | 6145731.7634 | 6145731.7634 | 6145731.7634 | 6145731.7634 | 6145731.7634 | 6145731.7634 | 2038 | 0 | 0 | 0 | 0 | 0 | 0 | 2038 | 8126752.592 | 8126752.592 | 8126752.592 | 8126752.592 | 8126752.592 | 8126752.592 | 8126752.592 | 2038 | 0 | 0 | 0 | 0 | 0 | 0
[6 empty] | 2039 | 0 | 0 | 0 | 0 | 0 | 0 |  |  | 2039 | 6268646.3987 | 6268646.3987 | 6268646.3987 | 6268646.3987 | 6268646.3987 | 6268646.3987 | 6268646.3987 | 2039 | 0 | 0 | 0 | 0 | 0 | 0 | 2039 | 8289287.6438 | 8289287.6438 | 8289287.6438 | 8289287.6438 | 8289287.6438 | 8289287.6438 | 8289287.6438 | 2039 | 0 | 0 | 0 | 0 | 0 | 0
[6 empty] | 2040 | 0 | 0 | 0 | 0 | 0 | 0 |  |  | 2040 | 6394019.3267 | 6394019.3267 | 6394019.3267 | 6394019.3267 | 6394019.3267 | 6394019.3267 | 6394019.3267 | 2040 | 0 | 0 | 0 | 0 | 0 | 0 | 2040 | 8455073.3967 | 8455073.3967 | 8455073.3967 | 8455073.3967 | 8455073.3967 | 8455073.3967 | 8455073.3967 | 2040 | 0 | 0 | 0 | 0 | 0 | 0
[6 empty] | 2041 | 0 | 0 | 0 | 0 | 0 | 0 |  |  | 2041 | 6521899.7132 | 6521899.7132 | 6521899.7132 | 6521899.7132 | 6521899.7132 | 6521899.7132 | 6521899.7132 | 2041 | 0 | 0 | 0 | 0 | 0 | 0 | 2041 | 8624174.8646 | 8624174.8646 | 8624174.8646 | 8624174.8646 | 8624174.8646 | 8624174.8646 | 8624174.8646 | 2041 | 0 | 0 | 0 | 0 | 0 | 0
[6 empty] | 2042 | 0 | 0 | 0 | 0 | 0 | 0 |  |  | 2042 | 6652337.7075 | 6652337.7075 | 6652337.7075 | 6652337.7075 | 6652337.7075 | 6652337.7075 | 6652337.7075 | 2042 | 0 | 0 | 0 | 0 | 0 | 0 | 2042 | 8796658.3619 | 8796658.3619 | 8796658.3619 | 8796658.3619 | 8796658.3619 | 8796658.3619 | 8796658.3619 | 2042 | 0 | 0 | 0 | 0 | 0 | 0
[6 empty] | 2043 | 0 | 0 | 0 | 0 | 0 | 0 |  |  | 2043 | 6785384.4616 | 6785384.4616 | 6785384.4616 | 6785384.4616 | 6785384.4616 | 6785384.4616 | 6785384.4616 | 2043 | 0 | 0 | 0 | 0 | 0 | 0 | 2043 | 8972591.5292 | 8972591.5292 | 8972591.5292 | 8972591.5292 | 8972591.5292 | 8972591.5292 | 8972591.5292 | 2043 | 0 | 0 | 0 | 0 | 0 | 0
[6 empty] | 2044 | 0 | 0 | 0 | 0 | 0 | 0 |  |  | 2044 | 6921092.1509 | 6921092.1509 | 6921092.1509 | 6921092.1509 | 6921092.1509 | 6921092.1509 | 6921092.1509 | 2044 | 0 | 0 | 0 | 0 | 0 | 0 | 2044 | 9152043.3597 | 9152043.3597 | 9152043.3597 | 9152043.3597 | 9152043.3597 | 9152043.3597 | 9152043.3597 | 2044 | 0 | 0 | 0 | 0 | 0 | 0
[6 empty] | 2045 | 0 | 0 | 0 | 0 | 0 | 0 |  |  | 2045 | 7059513.9939 | 7059513.9939 | 7059513.9939 | 7059513.9939 | 7059513.9939 | 7059513.9939 | 7059513.9939 | 2045 | 0 | 0 | 0 | 0 | 0 | 0 | 2045 | 9335084.2269 | 9335084.2269 | 9335084.2269 | 9335084.2269 | 9335084.2269 | 9335084.2269 | 9335084.2269 | 2045 | 0 | 0 | 0 | 0 | 0 | 0
[6 empty] | Total | 71433676.8396 | 82250436.2714 | 93283530.8918 | 116016119.0477 | 139667103.7652 | 164273588.2652
9: Variable O&M
[15 empty] | 1st Unit - Step 1 - Reduce baseline based on NCF | [7 empty] | 1st Unit - Step 2 - Convert MWh to Dollars | [6 empty] | 2nd Unit - Step 1 - Reduce baseline based on NCF | [7 empty] | 2nd Unit - Step 2 - Convert MWh to Dollars | [6 empty] | Increase in water costs after construction of Jones Pipeline
[6 empty] | Year | 1 | 1A | 1B | 1C | 1D | 1E |  |  | Year | Baseline | 1 | 1A | 1B | 1C | 1D | 1E | Year | 1 | 1A | 1B | 1C | 1D | 1E | Year | Baseline | 1 | 1A | 1B | 1C | 1D | 1E | Year | 1 | 1A | 1B | 1C | 1D | 1E | Year | 1 | 1A | 1B | 1C | 1D | 1E
[6 empty] | 2017 | 2076817 | 2076817 | 2076817 | 2076817 | 2076817 | 2076817 |  |  | 2017 | 0.26626 | 3899952 | 3899952 | 3899952 | 3899952 | 3899952 | 3899952 | 2017 | 1038408.5 | 1038408.5 | 1038408.5 | 1038408.5 | 1038408.5 | 1038408.5 | 2017 | 0.26626 | 3899952 | 3899952 | 3899952 | 3899952 | 3899952 | 3899952 | 2017 | 1038408.5 | 1038408.5 | 1038408.5 | 1038408.5 | 1038408.5 | 1038408.5 | 2017 | 0 | 0 | 0 | 0 | 0 | 0
[6 empty] | 2018 | 2179106 | 2179106 | 2179106 | 2179106 | 2179106 | 2179106 |  |  | 2018 | 0.27938 | 3899952 | 3899952 | 3899952 | 3899952 | 3899952 | 3899952 | 2018 | 1089553 | 1089553 | 1089553 | 1089553 | 1089553 | 1089553 | 2018 | 0.27938 | 3899952 | 3899952 | 3899952 | 3899952 | 3899952 | 3899952 | 2018 | 1089553 | 1089553 | 1089553 | 1089553 | 1089553 | 1089553 | 2018 | 0 | 0 | 0 | 0 | 0 | 0
[6 empty] | 2019 | 2812156 | 2812156 | 2812156 | 2812156 | 2812156 | 2812156 |  |  | 2019 | 0.36054 | 3899952 | 3899952 | 3899952 | 3899952 | 3899952 | 3899952 | 2019 | 1406078 | 1406078 | 1406078 | 1406078 | 1406078 | 1406078 | 2019 | 0.36054 | 3899952 | 3899952 | 3899952 | 3899952 | 3899952 | 3899952 | 2019 | 1406078 | 1406078 | 1406078 | 1406078 | 1406078 | 1406078 | 2019 | 0 | 0 | 0 | 0 | 0 | 0
[6 empty] | 2020 | 2901879 | 2901879 | 2901879 | 2901879 | 2901879 | 2901879 |  |  | 2020 | 0.37204 | 3899952 | 3899952 | 3899952 | 3899952 | 3899952 | 3899952 | 2020 | 1450939.5 | 1450939.5 | 1450939.5 | 1450939.5 | 1450939.5 | 1450939.5 | 2020 | 0.37204 | 3899952 | 3899952 | 3899952 | 3899952 | 3899952 | 3899952 | 2020 | 1450939.5 | 1450939.5 | 1450939.5 | 1450939.5 | 1450939.5 | 1450939.5 | 2020 | 0 | 0 | 0 | 0 | 0 | 0
[6 empty] | 2021 | 3014722 | 3014722 | 3014722 | 3014722 | 3014722 | 3014722 |  |  | 2021 | 0.38651 | 3899952 | 3899952 | 3899952 | 3899952 | 3899952 | 3899952 | 2021 | 1507361 | 1507361 | 1507361 | 1507361 | 1507361 | 1507361 | 2021 | 0.38651 | 3899952 | 3899952 | 3899952 | 3899952 | 3899952 | 3899952 | 2021 | 1507361 | 1507361 | 1507361 | 1507361 | 1507361 | 1507361 | 2021 | 0 | 0 | 0 | 0 | 0 | 0
[6 empty] | 2022 | 3075016.44 | 3075016.44 | 3075016.44 | 3075016.44 | 3075016.44 | 3075016.44 |  |  | 2022 | 0.39424 | 3899952 | 3899952 | 3899952 | 3899952 | 3899952 | 3899952 | 2022 | 1537508.22 | 1537508.22 | 1537508.22 | 1537508.22 | 1537508.22 | 1537508.22 | 2022 | 0.39424 | 3899952 | 3899952 | 3899952 | 3899952 | 3899952 | 3899952 | 2022 | 1537508.22 | 1537508.22 | 1537508.22 | 1537508.22 | 1537508.22 | 1537508.22 | 2022 | 0 | 0 | 0 | 0 | 0 | 0
[6 empty] | 2023 | 3136516.7688 | 3136516.7688 | 3136516.7688 | 3136516.7688 | 3136516.7688 | 3136516.7688 |  |  | 2023 | 0.40212 | 3899952 | 3899952 | 3899952 | 3899952 | 3899952 | 3899952 | 2023 | 1568258.3844 | 1568258.3844 | 1568258.3844 | 1568258.3844 | 1568258.3844 | 1568258.3844 | 2023 | 0.40212 | 3899952 | 3899952 | 3899952 | 3899952 | 3899952 | 3899952 | 2023 | 1568258.3844 | 1568258.3844 | 1568258.3844 | 1568258.3844 | 1568258.3844 | 1568258.3844 | 2023 | 0 | 0 | 0 | 0 | 0 | 0
[6 empty] | 2024 | 0 | 3199247.1042 | 3199247.1042 | 3199247.1042 | 3199247.1042 | 3199247.1042 |  |  | 2024 | 0.41016 | 0 | 3899952 | 3899952 | 3899952 | 3899952 | 3899952 | 2024 | 0 | 1599623.5521 | 1599623.5521 | 1599623.5521 | 1599623.5521 | 1599623.5521 | 2024 | 0.41016 | 0 | 3899952 | 3899952 | 3899952 | 3899952 | 3899952 | 2024 | 0 | 1599623.5521 | 1599623.5521 | 1599623.5521 | 1599623.5521 | 1599623.5521 | 2024 | 0 | 0 | 0 | 0 | 0 | 0
[6 empty] | 2025 | 0 | 0 | 3263232.0463 | 3263232.0463 | 3263232.0463 | 3263232.0463 |  |  | 2025 | 0.41837 | 0 | 0 | 3899952 | 3899952 | 3899952 | 3899952 | 2025 | 0 | 0 | 1631616.0231 | 1631616.0231 | 1631616.0231 | 1631616.0231 | 2025 | 0.41837 | 0 | 0 | 3899952 | 3899952 | 3899952 | 3899952 | 2025 | 0 | 0 | 1631616.0231 | 1631616.0231 | 1631616.0231 | 1631616.0231 | 2025 | 0 | 0 | 0 | 0 | 0 | 0
[6 empty] | 2026 | 0 | 0 | 0 | 3328496.6872 | 3328496.6872 | 3328496.6872 |  |  | 2026 | 0.42674 | 0 | 0 | 0 | 3899952 | 3899952 | 3899952 | 2026 | 0 | 0 | 0 | 1664248.3436 | 1664248.3436 | 1664248.3436 | 2026 | 0.42674 | 0 | 0 | 0 | 3899952 | 3899952 | 3899952 | 2026 | 0 | 0 | 0 | 1664248.3436 | 1664248.3436 | 1664248.3436 | 2026 | 0 | 0 | 0 | 0 | 0 | 0
[6 empty] | 2027 | 0 | 0 | 0 | 3395066.6209 | 3395066.6209 | 3395066.6209 |  |  | 2027 | 0.43527 | 0 | 0 | 0 | 3899952 | 3899952 | 3899952 | 2027 | 0 | 0 | 0 | 1697533.3105 | 1697533.3105 | 1697533.3105 | 2027 | 0.43527 | 0 | 0 | 0 | 3899952 | 3899952 | 3899952 | 2027 | 0 | 0 | 0 | 1697533.3105 | 1697533.3105 | 1697533.3105 | 2027 | 0 | 0 | 0 | 0 | 0 | 0
[6 empty] | 2028 | 0 | 0 | 0 | 0 | 3462967.9533 | 3462967.9533 |  |  | 2028 | 0.44398 | 0 | 0 | 0 | 0 | 3899952 | 3899952 | 2028 | 0 | 0 | 0 | 0 | 1731483.9767 | 1731483.9767 | 2028 | 0.44398 | 0 | 0 | 0 | 0 | 3899952 | 3899952 | 2028 | 0 | 0 | 0 | 0 | 1731483.9767 | 1731483.9767 | 2028 | 0 | 0 | 0 | 0 | 0 | 0
[6 empty] | 2029 | 0 | 0 | 0 | 0 | 3532227.3124 | 3532227.3124 |  |  | 2029 | 0.45286 | 0 | 0 | 0 | 0 | 3899952 | 3899952 | 2029 | 0 | 0 | 0 | 0 | 1766113.6562 | 1766113.6562 | 2029 | 0.45286 | 0 | 0 | 0 | 0 | 3899952 | 3899952 | 2029 | 0 | 0 | 0 | 0 | 1766113.6562 | 1766113.6562 | 2029 | 0 | 0 | 0 | 0 | 0 | 0
[6 empty] | 2030 | 0 | 0 | 0 | 0 | 0 | 3602871.8587 |  |  | 2030 | 0.46191 | 0 | 0 | 0 | 0 | 0 | 3899952 | 2030 | 0 | 0 | 0 | 0 | 0 | 1801435.9293 | 2030 | 0.46191 | 0 | 0 | 0 | 0 | 0 | 3899952 | 2030 | 0 | 0 | 0 | 0 | 0 | 1801435.9293 | 2030 | 0 | 0 | 0 | 0 | 0 | 0
[6 empty] | 2031 | 0 | 0 | 0 | 0 | 0 | 3674929.2958 |  |  | 2031 | 0.47115 | 0 | 0 | 0 | 0 | 0 | 3899952 | 2031 | 0 | 0 | 0 | 0 | 0 | 1837464.6479 | 2031 | 0.47115 | 0 | 0 | 0 | 0 | 0 | 3899952 | 2031 | 0 | 0 | 0 | 0 | 0 | 1837464.6479 | 2031 | 0 | 0 | 0 | 0 | 0 | 0
[6 empty] | 2032 | 0 | 0 | 0 | 0 | 0 | 0 |  |  | 2032 | 0.48057 | 0 | 0 | 0 | 0 | 0 | 0 | 2032 | 0 | 0 | 0 | 0 | 0 | 0 | 2032 | 0.48057 | 0 | 0 | 0 | 0 | 0 | 0 | 2032 | 0 | 0 | 0 | 0 | 0 | 0 | 2032 | 0 | 0 | 0 | 0 | 0 | 0
[6 empty] | 2033 | 0 | 0 | 0 | 0 | 0 | 0 |  |  | 2033 | 0.49019 | 0 | 0 | 0 | 0 | 0 | 0 | 2033 | 0 | 0 | 0 | 0 | 0 | 0 | 2033 | 0.49019 | 0 | 0 | 0 | 0 | 0 | 0 | 2033 | 0 | 0 | 0 | 0 | 0 | 0 | 2033 | 0 | 0 | 0 | 0 | 0 | 0
[6 empty] | 2034 | 0 | 0 | 0 | 0 | 0 | 0 |  |  | 2034 | 0.49999 | 0 | 0 | 0 | 0 | 0 | 0 | 2034 | 0 | 0 | 0 | 0 | 0 | 0 | 2034 | 0.49999 | 0 | 0 | 0 | 0 | 0 | 0 | 2034 | 0 | 0 | 0 | 0 | 0 | 0 | 2034 | 0 | 0 | 0 | 0 | 0 | 0
[6 empty] | 2035 | 0 | 0 | 0 | 0 | 0 | 0 |  |  | 2035 | 0.50999 | 0 | 0 | 0 | 0 | 0 | 0 | 2035 | 0 | 0 | 0 | 0 | 0 | 0 | 2035 | 0.50999 | 0 | 0 | 0 | 0 | 0 | 0 | 2035 | 0 | 0 | 0 | 0 | 0 | 0 | 2035 | 0 | 0 | 0 | 0 | 0 | 0
[6 empty] | 2036 | 0 | 0 | 0 | 0 | 0 | 0 |  |  | 2036 | 0.52019 | 0 | 0 | 0 | 0 | 0 | 0 | 2036 | 0 | 0 | 0 | 0 | 0 | 0 | 2036 | 0.52019 | 0 | 0 | 0 | 0 | 0 | 0 | 2036 | 0 | 0 | 0 | 0 | 0 | 0 | 2036 | 0 | 0 | 0 | 0 | 0 | 0
[6 empty] | 2037 | 0 | 0 | 0 | 0 | 0 | 0 |  |  | 2037 | 0.53059 | 0 | 0 | 0 | 0 | 0 | 0 | 2037 | 0 | 0 | 0 | 0 | 0 | 0 | 2037 | 0.53059 | 0 | 0 | 0 | 0 | 0 | 0 | 2037 | 0 | 0 | 0 | 0 | 0 | 0 | 2037 | 0 | 0 | 0 | 0 | 0 | 0
[6 empty] | 2038 | 0 | 0 | 0 | 0 | 0 | 0 |  |  | 2038 | 0.5412 | 0 | 0 | 0 | 0 | 0 | 0 | 2038 | 0 | 0 | 0 | 0 | 0 | 0 | 2038 | 0.5412 | 0 | 0 | 0 | 0 | 0 | 0 | 2038 | 0 | 0 | 0 | 0 | 0 | 0 | 2038 | 0 | 0 | 0 | 0 | 0 | 0
[6 empty] | 2039 | 0 | 0 | 0 | 0 | 0 | 0 |  |  | 2039 | 0.55203 | 0 | 0 | 0 | 0 | 0 | 0 | 2039 | 0 | 0 | 0 | 0 | 0 | 0 | 2039 | 0.55203 | 0 | 0 | 0 | 0 | 0 | 0 | 2039 | 0 | 0 | 0 | 0 | 0 | 0 | 2039 | 0 | 0 | 0 | 0 | 0 | 0
[6 empty] | 2040 | 0 | 0 | 0 | 0 | 0 | 0 |  |  | 2040 | 0.56307 | 0 | 0 | 0 | 0 | 0 | 0 | 2040 | 0 | 0 | 0 | 0 | 0 | 0 | 2040 | 0.56307 | 0 | 0 | 0 | 0 | 0 | 0 | 2040 | 0 | 0 | 0 | 0 | 0 | 0 | 2040 | 0 | 0 | 0 | 0 | 0 | 0
[6 empty] | 2041 | 0 | 0 | 0 | 0 | 0 | 0 |  |  | 2041 | 0.57433 | 0 | 0 | 0 | 0 | 0 | 0 | 2041 | 0 | 0 | 0 | 0 | 0 | 0 | 2041 | 0.57433 | 0 | 0 | 0 | 0 | 0 | 0 | 2041 | 0 | 0 | 0 | 0 | 0 | 0 | 2041 | 0 | 0 | 0 | 0 | 0 | 0
[6 empty] | 2042 | 0 | 0 | 0 | 0 | 0 | 0 |  |  | 2042 | 0.58582 | 0 | 0 | 0 | 0 | 0 | 0 | 2042 | 0 | 0 | 0 | 0 | 0 | 0 | 2042 | 0.58582 | 0 | 0 | 0 | 0 | 0 | 0 | 2042 | 0 | 0 | 0 | 0 | 0 | 0 | 2042 | 0 | 0 | 0 | 0 | 0 | 0
[6 empty] | 2043 | 0 | 0 | 0 | 0 | 0 | 0 |  |  | 2043 | 0.59753 | 0 | 0 | 0 | 0 | 0 | 0 | 2043 | 0 | 0 | 0 | 0 | 0 | 0 | 2043 | 0.59753 | 0 | 0 | 0 | 0 | 0 | 0 | 2043 | 0 | 0 | 0 | 0 | 0 | 0 | 2043 | 0 | 0 | 0 | 0 | 0 | 0
[6 empty] | 2044 | 0 | 0 | 0 | 0 | 0 | 0 |  |  | 2044 | 0.60948 | 0 | 0 | 0 | 0 | 0 | 0 | 2044 | 0 | 0 | 0 | 0 | 0 | 0 | 2044 | 0.60948 | 0 | 0 | 0 | 0 | 0 | 0 | 2044 | 0 | 0 | 0 | 0 | 0 | 0 | 2044 | 0 | 0 | 0 | 0 | 0 | 0
[6 empty] | 2045 | 0 | 0 | 0 | 0 | 0 | 0 |  |  | 2045 | 0.62167 | 0 | 0 | 0 | 0 | 0 | 0 | 2045 | 0 | 0 | 0 | 0 | 0 | 0 | 2045 | 0.62167 | 0 | 0 | 0 | 0 | 0 | 0 | 2045 | 0 | 0 | 0 | 0 | 0 | 0 | 2045 | 0 | 0 | 0 | 0 | 0 | 0
[6 empty] | Total | 19196213.2088 | 22395460.313 | 25658692.3592 | 32382255.6673 | 39377450.9331 | 46655252.0876

## Scenario 2
CALCULATIONS ONLY >>>>>>>>>
1: Scenario Information
[6 empty] | Capacity Factor |  | Derated CT |  | Annual MWh |  | Derated Annual MWh
ID: | Scenario Type |  |  |  |  | Unit 1 | Unit 2 | Unit 1 | Unit 2 | Unit 1 | Unit 2 | Unit 1 | Unit 2
2 | 230MW, Year-Round Operations |  |  |  |  | 84% | 84% | 43% | 43% | 3899952 | 3899952 | 1996404 | 1996404
2: Sensitivity Information
[9 empty] | *Leave blank if N/A |  | *Do not delete
|  | Pipeline |  | Hybrid Cooling |  |  | Retirement Date |  | Reduced Operations |  | Reduced Operations
ID: | Scenario Description | Yes/No | COD | Yes/No | COD | Water Option | Unit 1 | Unit 2 | Unit 1 | Unit 2 | Unit 1 | Unit 2
2 | 230MW, Year-Round (2018 start) | No |  | No |  | Scenario 2 | 2027 | 2027 | 2018 | 2018 | 2018 | 2018
2A | 230MW, Year-Round (2020 start) | No |  | No |  | Scenario 2A | 2025 | 2025 | 2020 | 2020 | 2020 | 2020
2B | 230MW, Year-Round (2022 start) | No |  | No |  | Scenario 2B | 2023 | 2023 | 2022 | 2022 | 2022 | 2022
2C | 230MW, Year-Round (2018 start) | No |  | No |  | Scenario 2C | 2021 | 2024 | 2018 | 2018 | 2018 | 2018
2D | 230MW, Year-Round (2018 start) | No |  | No |  | Scenario 2D | 2021 | 2029 | 2018 | 2018 | 2018 | 2018
2E | Blank | [9 empty] | 0 | 0
3: On-Going CapX - Managed Decline
Index
| 230MW, Year-Round Operations |  |  |  |  | 3
| Managed Decline |  |  |  |  | Percentage
| 4 Years before end of Operation |  |  |  |  | 72.5%
| 3 Years before end of Operation |  |  |  |  | 48.6%
| 2 Years before end of Operation |  |  |  |  | 21.4%
| Year of Retirement |  |  |  |  | 3.97%
4: Fixed O&M Labor Reduction (single unit operation calculated with retirment dates)
| Increase contract labor after O&M Labor Reduction |  |  |  |  | 10%
5: On-Going CapX - Calculations | [14 empty] | 1st Unit - Step 1 - Reduce baseline based on scenario | [7 empty] | 1st Unit - Step 2 - Managed decline and retirement adjustments | [6 empty] | 2nd Unit - Step 1 - Reduce baseline based on scenario | [7 empty] | 2nd Unit - Step 2 - Managed decline and retirement adjustments
[6 empty] | Year | 2 | 2A | 2B | 2C | 2D | 2E |  |  | Year | Baseline | 2 | 2A | 2B | 2C | 2D | 2E | Year | 2 | 2A | 2B | 2C | 2D | 2E | Year | Baseline | 2 | 2A | 2B | 2C | 2D | 2E | Year | 2 | 2A | 2B | 2C | 2D | 2E
[6 empty] | 2017 | 18803258.5 | 18803258.5 | 18803258.5 | 18803258.5 | 18803258.5 | 0 |  |  | 2017 | 5101701.2425 | 5101701.2425 | 5101701.2425 | 5101701.2425 | 5101701.2425 | 5101701.2425 | 5101701.2425 | 2017 | 5101701.2425 | 5101701.2425 | 5101701.2425 | 5101701.2425 | 5101701.2425 | 0 | 2017 | 13701557.2575 | 13701557.2575 | 13701557.2575 | 13701557.2575 | 13701557.2575 | 13701557.2575 | 13701557.2575 | 2017 | 13701557.2575 | 13701557.2575 | 13701557.2575 | 13701557.2575 | 13701557.2575 | 0
[6 empty] | 2018 | 13498670.8059 | 15515713.57 | 15515713.57 | 11312171.4217 | 11312171.4217 | 0 |  |  | 2018 | 9138973.3925 | 7950906.8515 | 9138973.3925 | 9138973.3925 | 7950906.8515 | 7950906.8515 | 9138973.3925 | 2018 | 7950906.8515 | 9138973.3925 | 9138973.3925 | 5764407.4673 | 5764407.4673 | 0 | 2018 | 6376740.1775 | 5547763.9544 | 6376740.1775 | 6376740.1775 | 5547763.9544 | 5547763.9544 | 6376740.1775 | 2018 | 5547763.9544 | 6376740.1775 | 6376740.1775 | 5547763.9544 | 5547763.9544 | 0
[6 empty] | 2019 | 9009639.2205 | 10355907.15 | 10355907.15 | 7309308.2972 | 7309308.2972 | 0 |  |  | 2019 | 3802341.1675 | 3308036.8157 | 3802341.1675 | 3802341.1675 | 3308036.8157 | 3308036.8157 | 3802341.1675 | 2019 | 3308036.8157 | 3802341.1675 | 3802341.1675 | 1607705.8924 | 1607705.8924 | 0 | 2019 | 6553565.9825 | 5701602.4048 | 6553565.9825 | 6553565.9825 | 5701602.4048 | 5701602.4048 | 6553565.9825 | 2019 | 5701602.4048 | 6553565.9825 | 6553565.9825 | 5701602.4048 | 5701602.4048 | 0
[6 empty] | 2020 | 14520055.0167 | 14520055.0167 | 11519096.4869 | 10305043.9654 | 10305043.9654 | 0 |  |  | 2020 | 6163918.9425 | 5362609.48 | 5362609.48 | 6163918.9425 | 5362609.48 | 5362609.48 | 6163918.9425 | 2020 | 5362609.48 | 5362609.48 | 3887891.873 | 1147598.4287 | 1147598.4287 | 0 | 2020 | 10525799.4675 | 9157445.5367 | 9157445.5367 | 10525799.4675 | 9157445.5367 | 9157445.5367 | 10525799.4675 | 2020 | 9157445.5367 | 9157445.5367 | 7631204.6139 | 9157445.5367 | 9157445.5367 | 0
[6 empty] | 2021 | 12844693.325 | 12844693.325 | 6503594.1152 | 2973604.6215 | 3962236.3617 | 0 |  |  | 2021 | 10631803.2359 | 9249668.8153 | 9249668.8153 | 10631803.2359 | 9249668.8153 | 9249668.8153 | 10631803.2359 | 2021 | 9249668.8153 | 9249668.8153 | 4495339.0442 | 367211.852 | 367211.852 | 0 | 2021 | 4132212.0801 | 3595024.5097 | 3595024.5097 | 4132212.0801 | 3595024.5097 | 3595024.5097 | 4132212.0801 | 2021 | 3595024.5097 | 3595024.5097 | 2008255.071 | 2606392.7696 | 3595024.5097 | 0
[6 empty] | 2022 | 9373628.645 | 6795880.7676 | 2005956.53 | 2882926.311 | 5931947.1419 | 0 |  |  | 2022 | 3955955.7507 | 3441681.5031 | 3441681.5031 | 3441681.5031 | 3441681.5031 | 3441681.5031 | 3955955.7507 | 2022 | 3441681.5031 | 2495219.0897 | 736519.8417 | 0 | 0 | 0 | 2022 | 6818330.0482 | 5931947.1419 | 5931947.1419 | 5931947.1419 | 5931947.1419 | 5931947.1419 | 6818330.0482 | 2022 | 5931947.1419 | 4300661.6779 | 1269436.6884 | 2882926.311 | 5931947.1419 | 0
[6 empty] | 2023 | 15106665.2394 | 7341839.3063 | 599734.61 | 2038864.956 | 9527406.3364 | 0 |  |  | 2023 | 6412941.2678 | 5579258.903 | 5579258.903 | 5579258.903 | 5579258.903 | 5579258.903 | 6412941.2678 | 2023 | 5579258.903 | 2711519.8268 | 221496.5784 | 0 | 0 | 0 | 2023 | 10951041.766 | 9527406.3364 | 9527406.3364 | 9527406.3364 | 9527406.3364 | 9527406.3364 | 10951041.766 | 2023 | 9527406.3364 | 4630319.4795 | 378238.0316 | 2038864.956 | 9527406.3364 | 0
[6 empty] | 2024 | 9688623.7281 | 2859814.4522 | 0 | 148488.4609 | 3740263.4999 | 0 |  |  | 2024 | 11061328.0867 | 9623355.4354 | 9623355.4354 | 9623355.4354 | 9623355.4354 | 9623355.4354 | 11061328.0867 | 2024 | 6976932.6907 | 2059398.0632 | 0 | 0 | 0 | 0 | 2024 | 4299153.4482 | 3740263.4999 | 3740263.4999 | 3740263.4999 | 3740263.4999 | 3740263.4999 | 4299153.4482 | 2024 | 2711691.0374 | 800416.389 | 0 | 148488.4609 | 3740263.4999 | 0
[6 empty] | 2025 | 4739629.0957 | 387167.2327 | 0 | 0 | 6171597.8065 | 0 |  |  | 2025 | 4115776.363 | 3580725.4358 | 3580725.4358 | 3580725.4358 | 3580725.4358 | 3580725.4358 | 4115776.363 | 2025 | 1740232.5618 | 142154.7998 | 0 | 0 | 0 | 0 | 2025 | 7093790.5821 | 6171597.8065 | 6171597.8065 | 6171597.8065 | 6171597.8065 | 6171597.8065 | 7093790.5821 | 2025 | 2999396.5339 | 245012.4329 | 0 | 0 | 6171597.8065 | 0
[6 empty] | 2026 | 3363432.5462 | 0 | 0 | 0 | 7186427.3255 | 0 |  |  | 2026 | 6672024.095 | 5804660.9626 | 5804660.9626 | 5804660.9626 | 5804660.9626 | 5804660.9626 | 6672024.095 | 2026 | 1242197.446 | 0 | 0 | 0 | 0 | 0 | 2026 | 11393463.8533 | 9912313.5524 | 9912313.5524 | 9912313.5524 | 9912313.5524 | 9912313.5524 | 11393463.8533 | 2026 | 2121235.1002 | 0 | 0 | 0 | 7186427.3255 | 0
[6 empty] | 2027 | 551969.3129 | 0 | 0 | 0 | 1891205.8906 | 0 |  |  | 2027 | 11508205.7414 | 10012138.995 | 10012138.995 | 10012138.995 | 10012138.995 | 10012138.995 | 11508205.7414 | 2027 | 397481.9181 | 0 | 0 | 0 | 0 | 0 | 2027 | 4472839.2475 | 3891370.1453 | 3891370.1453 | 3891370.1453 | 3891370.1453 | 3891370.1453 | 4472839.2475 | 2027 | 154487.3948 | 0 | 0 | 0 | 1891205.8906 | 0
[6 empty] | 2028 | 0 | 0 | 0 | 0 | 1401560.6785 | 0 |  |  | 2028 | 4367694.8026 | 3799894.4783 | 3799894.4783 | 3799894.4783 | 3799894.4783 | 3799894.4783 | 4367694.8026 | 2028 | 0 | 0 | 0 | 0 | 0 | 0 | 2028 | 7527987.3161 | 6549348.965 | 6549348.965 | 6549348.965 | 6549348.965 | 6549348.965 | 7527987.3161 | 2028 | 0 | 0 | 0 | 0 | 1401560.6785 | 0
[6 empty] | 2029 | 0 | 0 | 0 | 0 | 417605.3497 | 0 |  |  | 2029 | 7080405.3458 | 6159952.6508 | 6159952.6508 | 6159952.6508 | 6159952.6508 | 6159952.6508 | 7080405.3458 | 2029 | 0 | 0 | 0 | 0 | 0 | 0 | 2029 | 12090834.9889 | 10519026.4403 | 10519026.4403 | 10519026.4403 | 10519026.4403 | 10519026.4403 | 12090834.9889 | 2029 | 0 | 0 | 0 | 0 | 417605.3497 | 0
[6 empty] | 2030 | 0 | 0 | 0 | 0 | 0 | 0 |  |  | 2030 | 11973137.2533 | 10416629.4104 | 10416629.4104 | 10416629.4104 | 10416629.4104 | 10416629.4104 | 11973137.2533 | 2030 | 0 | 0 | 0 | 0 | 0 | 0 | 2030 | 4653541.9531 | 4048581.4992 | 4048581.4992 | 4048581.4992 | 4048581.4992 | 4048581.4992 | 4653541.9531 | 2030 | 0 | 0 | 0 | 0 | 0 | 0
[6 empty] | 2031 | 0 | 0 | 0 | 0 | 0 | 0 |  |  | 2031 | 4544149.6726 | 3953410.2152 | 3953410.2152 | 3953410.2152 | 3953410.2152 | 3953410.2152 | 4544149.6726 | 2031 | 0 | 0 | 0 | 0 | 0 | 0 | 2031 | 7832118.0037 | 6813942.6632 | 6813942.6632 | 6813942.6632 | 6813942.6632 | 6813942.6632 | 7832118.0037 | 2031 | 0 | 0 | 0 | 0 | 0 | 0
[6 empty] | 2032 | 0 | 0 | 0 | 0 | 0 | 0 |  |  | 2032 | 7366453.7218 | 6408814.7379 | 6408814.7379 | 6408814.7379 | 6408814.7379 | 6408814.7379 | 7366453.7218 | 2032 | 0 | 0 | 0 | 0 | 0 | 0 | 2032 | 12579304.7224 | 10943995.1085 | 10943995.1085 | 10943995.1085 | 10943995.1085 | 10943995.1085 | 12579304.7224 | 2032 | 0 | 0 | 0 | 0 | 0 | 0
[6 empty] | 2033 | 0 | 0 | 0 | 0 | 0 | 0 |  |  | 2033 | 12456851.9984 | 10837461.2386 | 10837461.2386 | 10837461.2386 | 10837461.2386 | 10837461.2386 | 12456851.9984 | 2033 | 0 | 0 | 0 | 0 | 0 | 0 | 2033 | 4841545.048 | 4212144.1918 | 4212144.1918 | 4212144.1918 | 4212144.1918 | 4212144.1918 | 4841545.048 | 2033 | 0 | 0 | 0 | 0 | 0 | 0
[6 empty] | 2034 | 0 | 0 | 0 | 0 | 0 | 0 |  |  | 2034 | 4727733.3194 | 4113127.9879 | 4113127.9879 | 4113127.9879 | 4113127.9879 | 4113127.9879 | 4727733.3194 | 2034 | 0 | 0 | 0 | 0 | 0 | 0 | 2034 | 8148535.571 | 7089225.9468 | 7089225.9468 | 7089225.9468 | 7089225.9468 | 7089225.9468 | 8148535.571 | 2034 | 0 | 0 | 0 | 0 | 0 | 0
[6 empty] | 2035 | 0 | 0 | 0 | 0 | 0 | 0 |  |  | 2035 | 7664058.4521 | 6667730.8534 | 6667730.8534 | 6667730.8534 | 6667730.8534 | 6667730.8534 | 7664058.4521 | 2035 | 0 | 0 | 0 | 0 | 0 | 0 | 2035 | 13087508.6332 | 11386132.5109 | 11386132.5109 | 11386132.5109 | 11386132.5109 | 11386132.5109 | 13087508.6332 | 2035 | 0 | 0 | 0 | 0 | 0 | 0
[6 empty] | 2036 | 0 | 0 | 0 | 0 | 0 | 0 |  |  | 2036 | 12960108.8191 | 11275294.6726 | 11275294.6726 | 11275294.6726 | 11275294.6726 | 11275294.6726 | 12960108.8191 | 2036 | 0 | 0 | 0 | 0 | 0 | 0 | 2036 | 5037143.4679 | 4382314.8171 | 4382314.8171 | 4382314.8171 | 4382314.8171 | 4382314.8171 | 5037143.4679 | 2036 | 0 | 0 | 0 | 0 | 0 | 0
[6 empty] | 2037 | 0 | 0 | 0 | 0 | 0 | 0 |  |  | 2037 | 4918733.7455 | 4279298.3586 | 4279298.3586 | 4279298.3586 | 4279298.3586 | 4279298.3586 | 4918733.7455 | 2037 | 0 | 0 | 0 | 0 | 0 | 0 | 2037 | 8477736.4081 | 7375630.675 | 7375630.675 | 7375630.675 | 7375630.675 | 7375630.675 | 8477736.4081 | 2037 | 0 | 0 | 0 | 0 | 0 | 0
[6 empty] | 2038 | 0 | 0 | 0 | 0 | 0 | 0 |  |  | 2038 | 7973686.4136 | 6937107.1798 | 6937107.1798 | 6937107.1798 | 6937107.1798 | 6937107.1798 | 7973686.4136 | 2038 | 0 | 0 | 0 | 0 | 0 | 0 | 2038 | 13616243.982 | 11846132.2643 | 11846132.2643 | 11846132.2643 | 11846132.2643 | 11846132.2643 | 13616243.982 | 2038 | 0 | 0 | 0 | 0 | 0 | 0
[6 empty] | 2039 | 0 | 0 | 0 | 0 | 0 | 0 |  |  | 2039 | 13483697.2154 | 11730816.5774 | 11730816.5774 | 11730816.5774 | 11730816.5774 | 11730816.5774 | 13483697.2154 | 2039 | 0 | 0 | 0 | 0 | 0 | 0 | 2039 | 5240644.064 | 4559360.3357 | 4559360.3357 | 4559360.3357 | 4559360.3357 | 4559360.3357 | 5240644.064 | 2039 | 0 | 0 | 0 | 0 | 0 | 0
[6 empty] | 2040 | 0 | 0 | 0 | 0 | 0 | 0 |  |  | 2040 | 5117450.5888 | 4452182.0123 | 4452182.0123 | 4452182.0123 | 4452182.0123 | 4452182.0123 | 5117450.5888 | 2040 | 0 | 0 | 0 | 0 | 0 | 0 | 2040 | 8820236.959 | 7673606.1543 | 7673606.1543 | 7673606.1543 | 7673606.1543 | 7673606.1543 | 8820236.959 | 2040 | 0 | 0 | 0 | 0 | 0 | 0
[6 empty] | 2041 | 0 | 0 | 0 | 0 | 0 | 0 |  |  | 2041 | 8295823.3447 | 7217366.3099 | 7217366.3099 | 7217366.3099 | 7217366.3099 | 7217366.3099 | 8295823.3447 | 2041 | 0 | 0 | 0 | 0 | 0 | 0 | 2041 | 14166340.2389 | 12324716.0078 | 12324716.0078 | 12324716.0078 | 12324716.0078 | 12324716.0078 | 14166340.2389 | 2041 | 0 | 0 | 0 | 0 | 0 | 0
[6 empty] | 2042 | 0 | 0 | 0 | 0 | 0 | 0 |  |  | 2042 | 14028438.5829 | 12204741.5671 | 12204741.5671 | 12204741.5671 | 12204741.5671 | 12204741.5671 | 14028438.5829 | 2042 | 0 | 0 | 0 | 0 | 0 | 0 | 2042 | 5452366.0842 | 4743558.4933 | 4743558.4933 | 4743558.4933 | 4743558.4933 | 4743558.4933 | 5452366.0842 | 2042 | 0 | 0 | 0 | 0 | 0 | 0
[6 empty] | 2043 | 0 | 0 | 0 | 0 | 0 | 0 |  |  | 2043 | 5324195.5926 | 4632050.1656 | 4632050.1656 | 4632050.1656 | 4632050.1656 | 4632050.1656 | 5324195.5926 | 2043 | 0 | 0 | 0 | 0 | 0 | 0 | 2043 | 9176574.5321 | 7983619.8429 | 7983619.8429 | 7983619.8429 | 7983619.8429 | 7983619.8429 | 9176574.5321 | 2043 | 0 | 0 | 0 | 0 | 0 | 0
[6 empty] | 2044 | 0 | 0 | 0 | 0 | 0 | 0 |  |  | 2044 | 8630974.6078 | 7508947.9088 | 7508947.9088 | 7508947.9088 | 7508947.9088 | 7508947.9088 | 8630974.6078 | 2044 | 0 | 0 | 0 | 0 | 0 | 0 | 2044 | 14738660.3845 | 12822634.5345 | 12822634.5345 | 12822634.5345 | 12822634.5345 | 12822634.5345 | 14738660.3845 | 2044 | 0 | 0 | 0 | 0 | 0 | 0
[6 empty] | 2045 | 0 | 0 | 0 | 0 | 0 | 0 |  |  | 2045 | 14595187.5016 | 12697813.1264 | 12697813.1264 | 12697813.1264 | 12697813.1264 | 12697813.1264 | 14595187.5016 | 2045 | 0 | 0 | 0 | 0 | 0 | 0 | 2045 | 5672641.674 | 4935198.2564 | 4935198.2564 | 4935198.2564 | 4935198.2564 | 4935198.2564 | 5672641.674 | 2045 | 0 | 0 | 0 | 0 | 0 | 0
[6 empty] | Total | 111500265.4354 | 89424329.3205 | 65303260.9621 | 55773666.5338 | 87960032.5751 | 0
6: On-Going CapX - H2O | [44 empty] | Jones Pipeline | [6 empty] | Hybrid Cooling
[6 empty] | Year | 2 | 2A | 2B | 2C | 2D | 2E | [32 empty] | Year | 2 | 2A | 2B | 2C | 2D | 2E | Year | 2 | 2A | 2B | 2C | 2D | 2E
[6 empty] | 2017 | 600000 | 600000 | 600000 | 600000 | 600000 | [33 empty] | 2017 | 0 | 0 | 0 | 0 | 0 | 0 | 2017 | 0 | 0 | 0 | 0 | 0 | 0
[6 empty] | 2018 | 3927000 | 4641000 | 4641000 | 4641000 | 4641000 | [33 empty] | 2018 | 0 | 0 | 0 | 0 | 0 | 0 | 2018 | 0 | 0 | 0 | 0 | 0 | 0
[6 empty] | 2019 | 364000 | 728000 | 728000 | 364000 | 364000 | [33 empty] | 2019 | 0 | 0 | 0 | 0 | 0 | 0 | 2019 | 0 | 0 | 0 | 0 | 0 | 0
[6 empty] | 2020 | 371000 | 0 | 2015208 | 371000 | 371000 | [33 empty] | 2020 | 0 | 0 | 0 | 0 | 0 | 0 | 2020 | 0 | 0 | 0 | 0 | 0 | 0
[6 empty] | 2021 | 378000 | 378000 | 648000 | 0 | 378000 | [33 empty] | 2021 | 0 | 0 | 0 | 0 | 0 | 0 | 2021 | 0 | 0 | 0 | 0 | 0 | 0
[6 empty] | 2022 | 385000 | 1434080.8032 | 0 | 0 | 1434080.8032 | [33 empty] | 2022 | 0 | 0 | 0 | 0 | 0 | 0 | 2022 | 0 | 0 | 0 | 0 | 0 | 0
[6 empty] | 2023 | 392000 | 336000 | 0 | 0 | 336000 | [33 empty] | 2023 | 0 | 0 | 0 | 0 | 0 | 0 | 2023 | 0 | 0 | 0 | 0 | 0 | 0
[6 empty] | 2024 | 1490685.6676 | 0 | 0 | 0 | 342000 | [33 empty] | 2024 | 0 | 0 | 0 | 0 | 0 | 0 | 2024 | 0 | 0 | 0 | 0 | 0 | 0
[6 empty] | 2025 | 0 | 0 | 0 | 0 | 348000 | [33 empty] | 2025 | 0 | 0 | 0 | 0 | 0 | 0 | 2025 | 0 | 0 | 0 | 0 | 0 | 0
[6 empty] | 2026 | 0 | 0 | 0 | 0 | 354000 | [33 empty] | 2026 | 0 | 0 | 0 | 0 | 0 | 0 | 2026 | 0 | 0 | 0 | 0 | 0 | 0
[6 empty] | 2027 | 0 | 0 | 0 | 0 | 0 | [33 empty] | 2027 | 0 | 0 | 0 | 0 | 0 | 0 | 2027 | 0 | 0 | 0 | 0 | 0 | 0
[6 empty] | 2028 | 0 | 0 | 0 | 0 | 0 | [33 empty] | 2028 | 0 | 0 | 0 | 0 | 0 | 0 | 2028 | 0 | 0 | 0 | 0 | 0 | 0
[6 empty] | 2029 | 0 | 0 | 0 | 0 | 0 | [33 empty] | 2029 | 0 | 0 | 0 | 0 | 0 | 0 | 2029 | 0 | 0 | 0 | 0 | 0 | 0
[6 empty] | 2030 | 0 | 0 | 0 | 0 | 0 | [33 empty] | 2030 | 0 | 0 | 0 | 0 | 0 | 0 | 2030 | 0 | 0 | 0 | 0 | 0 | 0
[6 empty] | 2031 | 0 | 0 | 0 | 0 | 0 | [33 empty] | 2031 | 0 | 0 | 0 | 0 | 0 | 0 | 2031 | 0 | 0 | 0 | 0 | 0 | 0
[6 empty] | 2032 | 0 | 0 | 0 | 0 | 0 | [33 empty] | 2032 | 0 | 0 | 0 | 0 | 0 | 0 | 2032 | 0 | 0 | 0 | 0 | 0 | 0
[6 empty] | 2033 | 0 | 0 | 0 | 0 | 0 | [33 empty] | 2033 | 0 | 0 | 0 | 0 | 0 | 0 | 2033 | 0 | 0 | 0 | 0 | 0 | 0
[6 empty] | 2034 | 0 | 0 | 0 | 0 | 0 | [33 empty] | 2034 | 0 | 0 | 0 | 0 | 0 | 0 | 2034 | 0 | 0 | 0 | 0 | 0 | 0
[6 empty] | 2035 | 0 | 0 | 0 | 0 | 0 | [33 empty] | 2035 | 0 | 0 | 0 | 0 | 0 | 0 | 2035 | 0 | 0 | 0 | 0 | 0 | 0
[6 empty] | 2036 | 0 | 0 | 0 | 0 | 0 | [33 empty] | 2036 | 0 | 0 | 0 | 0 | 0 | 0 | 2036 | 0 | 0 | 0 | 0 | 0 | 0
[6 empty] | 2037 | 0 | 0 | 0 | 0 | 0 | [33 empty] | 2037 | 0 | 0 | 0 | 0 | 0 | 0 | 2037 | 0 | 0 | 0 | 0 | 0 | 0
[6 empty] | 2038 | 0 | 0 | 0 | 0 | 0 | [33 empty] | 2038 | 0 | 0 | 0 | 0 | 0 | 0 | 2038 | 0 | 0 | 0 | 0 | 0 | 0
[6 empty] | 2039 | 0 | 0 | 0 | 0 | 0 | [33 empty] | 2039 | 0 | 0 | 0 | 0 | 0 | 0 | 2039 | 0 | 0 | 0 | 0 | 0 | 0
[6 empty] | 2040 | 0 | 0 | 0 | 0 | 0 | [33 empty] | 2040 | 0 | 0 | 0 | 0 | 0 | 0 | 2040 | 0 | 0 | 0 | 0 | 0 | 0
[6 empty] | 2041 | 0 | 0 | 0 | 0 | 0 | [33 empty] | 2041 | 0 | 0 | 0 | 0 | 0 | 0 | 2041 | 0 | 0 | 0 | 0 | 0 | 0
[6 empty] | 2042 | 0 | 0 | 0 | 0 | 0 | [33 empty] | 2042 | 0 | 0 | 0 | 0 | 0 | 0 | 2042 | 0 | 0 | 0 | 0 | 0 | 0
[6 empty] | 2043 | 0 | 0 | 0 | 0 | 0 | [33 empty] | 2043 | 0 | 0 | 0 | 0 | 0 | 0 | 2043 | 0 | 0 | 0 | 0 | 0 | 0
[6 empty] | 2044 | 0 | 0 | 0 | 0 | 0 | [33 empty] | 2044 | 0 | 0 | 0 | 0 | 0 | 0 | 2044 | 0 | 0 | 0 | 0 | 0 | 0
[6 empty] | 2045 | 0 | 0 | 0 | 0 | 0 | [33 empty] | 2045 | 0 | 0 | 0 | 0 | 0 | 0 | 2045 | 0 | 0 | 0 | 0 | 0 | 0
[6 empty] | Total | 7907685.6676 | 8117080.8032 | 8632208 | 5976000 | 9168080.8032 | 0
7: Fixed O&M - Labor | [14 empty] | 1st Unit - Step 1 - Reduce baseline based on scenario | [7 empty] | 1st Unit - Step 1 - Single Unit Operation and Retirement | [6 empty] | 2nd Unit - Step 1 - Reduce baseline based on scenario | [7 empty] | 2nd Unit - Step 1 - Single Unit Operation and Retirement
[6 empty] | Year | 2 | 2A | 2B | 2C | 2D | 2E |  |  | Year | Baseline | 2 | 2A | 2B | 2C | 2D | 2E | Year | 2 | 2A | 2B | 2C | 2D | 2E | Year | Baseline | 2 | 2A | 2B | 2C | 2D | 2E | Year | 2 | 2A | 2B | 2C | 2D | 2E
[6 empty] | 2017 | 18063856.14 | 18063856.14 | 18063856.14 | 18063856.14 | 18063856.14 | 0 |  |  | 2017 | 5908687.3434 | A | A | A | A | A | Retired | 2017 | 5908687.3434 | 5908687.3434 | 5908687.3434 | 5908687.3434 | 5908687.3434 | 0 | 2017 | 12155168.7966 | A | A | A | A | A | Retired | 2017 | 12155168.7966 | 12155168.7966 | 12155168.7966 | 12155168.7966 | 12155168.7966 | 0
[6 empty] | 2018 | 16632735.5664 | 18538569.85 | 18538569.85 | 16632735.5664 | 16632735.5664 | 0 |  |  | 2018 | 6063966.1979 | B | A | A | B | B | Retired | 2018 | 5440567.8038 | 6063966.1979 | 6063966.1979 | 5440567.8038 | 5440567.8038 | 0 | 2018 | 12474603.6521 | B | A | A | B | B | Retired | 2018 | 11192167.7626 | 12474603.6521 | 12474603.6521 | 11192167.7626 | 11192167.7626 | 0
[6 empty] | 2019 | 16916012.2049 | 18854305.27 | 18854305.27 | 16916012.2049 | 16916012.2049 | 0 |  |  | 2019 | 6167243.2538 | B | A | A | B | B | Retired | 2019 | 5533227.5922 | 6167243.2538 | 6167243.2538 | 5533227.5922 | 5533227.5922 | 0 | 2019 | 12687062.0162 | B | A | A | B | B | Retired | 2019 | 11382784.6127 | 12687062.0162 | 12687062.0162 | 11382784.6127 | 11382784.6127 | 0
[6 empty] | 2020 | 17795841.4744 | 17795841.4744 | 19834948.31 | 17795841.4744 | 17795841.4744 | 0 |  |  | 2020 | 6488011.5922 | B | B | A | B | B | Retired | 2020 | 5821019.7463 | 5821019.7463 | 6488011.5922 | 5821019.7463 | 5821019.7463 | 0 | 2020 | 13346936.7178 | B | B | A | B | B | Retired | 2020 | 11974821.7281 | 11974821.7281 | 13346936.7178 | 11974821.7281 | 11974821.7281 | 0
[6 empty] | 2021 | 17896680.8075 | 17896680.8075 | 19947342.15 | 17896680.8075 | 17896680.8075 | 0 |  |  | 2021 | 6524775.6173 | B | B | A | B | B | Retired | 2021 | 5854004.2921 | 5854004.2921 | 6524775.6173 | 5854004.2921 | 5854004.2921 | 0 | 2021 | 13422566.5327 | B | B | A | B | B | Retired | 2021 | 12042676.5154 | 12042676.5154 | 13422566.5327 | 12042676.5154 | 12042676.5154 | 0
[6 empty] | 2022 | 18254614.4236 | 18254614.4236 | 18254614.4236 | 13310711.8116 | 13310711.8116 | 0 |  |  | 2022 | 6655271.1296 | B | B | B | Retired | Retired | Retired | 2022 | 5971084.378 | 5971084.378 | 5971084.378 | 0 | 0 | 0 | 2022 | 13691017.8634 | B | B | B | C | C | Retired | 2022 | 12283530.0457 | 12283530.0457 | 12283530.0457 | 13310711.8116 | 13310711.8116 | 0
[6 empty] | 2023 | 18619706.7121 | 18619706.7121 | 18619706.7121 | 13576926.0479 | 13576926.0479 | 0 |  |  | 2023 | 6788376.5522 | B | B | B | Retired | Retired | Retired | 2023 | 6090506.0655 | 6090506.0655 | 6090506.0655 | 0 | 0 | 0 | 2023 | 13964838.2207 | B | B | B | C | C | Retired | 2023 | 12529200.6466 | 12529200.6466 | 12529200.6466 | 13576926.0479 | 13576926.0479 | 0
[6 empty] | 2024 | 18992100.8463 | 18992100.8463 | 0 | 13848464.5688 | 13848464.5688 | 0 |  |  | 2024 | 6924144.0832 | B | B | Retired | Retired | Retired | Retired | 2024 | 6212316.1868 | 6212316.1868 | 0 | 0 | 0 | 0 | 2024 | 14244134.9851 | B | B | Retired | C | C | Retired | 2024 | 12779784.6595 | 12779784.6595 | 0 | 13848464.5688 | 13848464.5688 | 0
[6 empty] | 2025 | 19371942.8633 | 19371942.8633 | 0 | 0 | 14125433.8602 | 0 |  |  | 2025 | 7062626.9649 | B | B | Retired | Retired | Retired | Retired | 2025 | 6336562.5106 | 6336562.5106 | 0 | 0 | 0 | 0 | 2025 | 14529017.6848 | B | B | Retired | Retired | C | Retired | 2025 | 13035380.3527 | 13035380.3527 | 0 | 0 | 14125433.8602 | 0
[6 empty] | 2026 | 19759381.7205 | 0 | 0 | 0 | 14407942.5374 | 0 |  |  | 2026 | 7203879.5042 | B | Retired | Retired | Retired | Retired | Retired | 2026 | 6463293.7608 | 0 | 0 | 0 | 0 | 0 | 2026 | 14819598.0385 | B | Retired | Retired | Retired | C | Retired | 2026 | 13296087.9597 | 0 | 0 | 0 | 14407942.5374 | 0
[6 empty] | 2027 | 20154569.3549 | 0 | 0 | 0 | 14696101.3881 | 0 |  |  | 2027 | 7347957.0943 | B | Retired | Retired | Retired | Retired | Retired | 2027 | 6592559.636 | 0 | 0 | 0 | 0 | 0 | 2027 | 15115989.9992 | B | Retired | Retired | Retired | C | Retired | 2027 | 13562009.7189 | 0 | 0 | 0 | 14696101.3881 | 0
[6 empty] | 2028 | 0 | 0 | 0 | 0 | 14990023.4159 | 0 |  |  | 2028 | 7494916.2362 | Retired | Retired | Retired | Retired | Retired | Retired | 2028 | 0 | 0 | 0 | 0 | 0 | 0 | 2028 | 15418309.7992 | Retired | Retired | Retired | Retired | C | Retired | 2028 | 0 | 0 | 0 | 0 | 14990023.4159 | 0
[6 empty] | 2029 | 0 | 0 | 0 | 0 | 15289823.8842 | 0 |  |  | 2029 | 7644814.5609 | Retired | Retired | Retired | Retired | Retired | Retired | 2029 | 0 | 0 | 0 | 0 | 0 | 0 | 2029 | 15726675.9952 | Retired | Retired | Retired | Retired | C | Retired | 2029 | 0 | 0 | 0 | 0 | 15289823.8842 | 0
[6 empty] | 2030 | 0 | 0 | 0 | 0 | 0 | 0 |  |  | 2030 | 7797710.8521 | Retired | Retired | Retired | Retired | Retired | Retired | 2030 | 0 | 0 | 0 | 0 | 0 | 0 | 2030 | 16041209.5151 | Retired | Retired | Retired | Retired | Retired | Retired | 2030 | 0 | 0 | 0 | 0 | 0 | 0
[6 empty] | 2031 | 0 | 0 | 0 | 0 | 0 | 0 |  |  | 2031 | 7953665.0692 | Retired | Retired | Retired | Retired | Retired | Retired | 2031 | 0 | 0 | 0 | 0 | 0 | 0 | 2031 | 16362033.7054 | Retired | Retired | Retired | Retired | Retired | Retired | 2031 | 0 | 0 | 0 | 0 | 0 | 0
[6 empty] | 2032 | 0 | 0 | 0 | 0 | 0 | 0 |  |  | 2032 | 8112738.3705 | Retired | Retired | Retired | Retired | Retired | Retired | 2032 | 0 | 0 | 0 | 0 | 0 | 0 | 2032 | 16689274.3795 | Retired | Retired | Retired | Retired | Retired | Retired | 2032 | 0 | 0 | 0 | 0 | 0 | 0
[6 empty] | 2033 | 0 | 0 | 0 | 0 | 0 | 0 |  |  | 2033 | 8274993.138 | Retired | Retired | Retired | Retired | Retired | Retired | 2033 | 0 | 0 | 0 | 0 | 0 | 0 | 2033 | 17023059.8671 | Retired | Retired | Retired | Retired | Retired | Retired | 2033 | 0 | 0 | 0 | 0 | 0 | 0
[6 empty] | 2034 | 0 | 0 | 0 | 0 | 0 | 0 |  |  | 2034 | 8440493.0007 | Retired | Retired | Retired | Retired | Retired | Retired | 2034 | 0 | 0 | 0 | 0 | 0 | 0 | 2034 | 17363521.0645 | Retired | Retired | Retired | Retired | Retired | Retired | 2034 | 0 | 0 | 0 | 0 | 0 | 0
[6 empty] | 2035 | 0 | 0 | 0 | 0 | 0 | 0 |  |  | 2035 | 8609302.8607 | Retired | Retired | Retired | Retired | Retired | Retired | 2035 | 0 | 0 | 0 | 0 | 0 | 0 | 2035 | 17710791.4857 | Retired | Retired | Retired | Retired | Retired | Retired | 2035 | 0 | 0 | 0 | 0 | 0 | 0
[6 empty] | 2036 | 0 | 0 | 0 | 0 | 0 | 0 |  |  | 2036 | 8781488.9179 | Retired | Retired | Retired | Retired | Retired | Retired | 2036 | 0 | 0 | 0 | 0 | 0 | 0 | 2036 | 18065007.3155 | Retired | Retired | Retired | Retired | Retired | Retired | 2036 | 0 | 0 | 0 | 0 | 0 | 0
[6 empty] | 2037 | 0 | 0 | 0 | 0 | 0 | 0 |  |  | 2037 | 8957118.6963 | Retired | Retired | Retired | Retired | Retired | Retired | 2037 | 0 | 0 | 0 | 0 | 0 | 0 | 2037 | 18426307.4618 | Retired | Retired | Retired | Retired | Retired | Retired | 2037 | 0 | 0 | 0 | 0 | 0 | 0
[6 empty] | 2038 | 0 | 0 | 0 | 0 | 0 | 0 |  |  | 2038 | 9136261.0702 | Retired | Retired | Retired | Retired | Retired | Retired | 2038 | 0 | 0 | 0 | 0 | 0 | 0 | 2038 | 18794833.611 | Retired | Retired | Retired | Retired | Retired | Retired | 2038 | 0 | 0 | 0 | 0 | 0 | 0
[6 empty] | 2039 | 0 | 0 | 0 | 0 | 0 | 0 |  |  | 2039 | 9318986.2916 | Retired | Retired | Retired | Retired | Retired | Retired | 2039 | 0 | 0 | 0 | 0 | 0 | 0 | 2039 | 19170730.2832 | Retired | Retired | Retired | Retired | Retired | Retired | 2039 | 0 | 0 | 0 | 0 | 0 | 0
[6 empty] | 2040 | 0 | 0 | 0 | 0 | 0 | 0 |  |  | 2040 | 9505366.0175 | Retired | Retired | Retired | Retired | Retired | Retired | 2040 | 0 | 0 | 0 | 0 | 0 | 0 | 2040 | 19554144.8889 | Retired | Retired | Retired | Retired | Retired | Retired | 2040 | 0 | 0 | 0 | 0 | 0 | 0
[6 empty] | 2041 | 0 | 0 | 0 | 0 | 0 | 0 |  |  | 2041 | 9695473.3378 | Retired | Retired | Retired | Retired | Retired | Retired | 2041 | 0 | 0 | 0 | 0 | 0 | 0 | 2041 | 19945227.7867 | Retired | Retired | Retired | Retired | Retired | Retired | 2041 | 0 | 0 | 0 | 0 | 0 | 0
[6 empty] | 2042 | 0 | 0 | 0 | 0 | 0 | 0 |  |  | 2042 | 9889382.8046 | Retired | Retired | Retired | Retired | Retired | Retired | 2042 | 0 | 0 | 0 | 0 | 0 | 0 | 2042 | 20344132.3424 | Retired | Retired | Retired | Retired | Retired | Retired | 2042 | 0 | 0 | 0 | 0 | 0 | 0
[6 empty] | 2043 | 0 | 0 | 0 | 0 | 0 | 0 |  |  | 2043 | 10087170.4607 | Retired | Retired | Retired | Retired | Retired | Retired | 2043 | 0 | 0 | 0 | 0 | 0 | 0 | 2043 | 20751014.9892 | Retired | Retired | Retired | Retired | Retired | Retired | 2043 | 0 | 0 | 0 | 0 | 0 | 0
[6 empty] | 2044 | 0 | 0 | 0 | 0 | 0 | 0 |  |  | 2044 | 10288913.8699 | Retired | Retired | Retired | Retired | Retired | Retired | 2044 | 0 | 0 | 0 | 0 | 0 | 0 | 2044 | 21166035.289 | Retired | Retired | Retired | Retired | Retired | Retired | 2044 | 0 | 0 | 0 | 0 | 0 | 0
[6 empty] | 2045 | 0 | 0 | 0 | 0 | 0 | 0 |  |  | 2045 | 10494692.1473 | Retired | Retired | Retired | Retired | Retired | Retired | 2045 | 0 | 0 | 0 | 0 | 0 | 0 | 2045 | 21589355.9948 | Retired | Retired | Retired | Retired | Retired | Retired | 2045 | 0 | 0 | 0 | 0 | 0 | 0
[6 empty] | Total | 202457442.1139 | 166387618.3872 | 132113342.8557 | 128041228.6214 | 201550553.7073 | 0
*Reduced operations percentages are contained on the "Fixed - Other" Tab
8: Fixed O&M - Other | [14 empty] | 1st Unit - Step 1 - Reduce baseline based on scenario | [7 empty] | 1st Unit - Step 2 - Single Unit Operation and Retirement | [6 empty] | 2nd Unit - Step 1 - Reduce baseline based on scenario | [7 empty] | 2nd Unit - Step 2 - Single Unit Operation and Retirement
[6 empty] | Year | 2 | 2A | 2B | 2C | 2D | 2E |  |  | Year | Baseline | 2 | 2A | 2B | 2C | 2D | 2E | Year | 2 | 2A | 2B | 2C | 2D | 2E | Year | Baseline | 2 | 2A | 2B | 2C | 2D | 2E | Year | 2 | 2A | 2B | 2C | 2D | 2E
[6 empty] | 2017 | 10696150.39 | 10696150.39 | 10696150.39 | 10696150.39 | 10696150.39 | 0 |  |  | 2017 | 4605762.3579 | 4605762.3579 | 4605762.3579 | 4605762.3579 | 4605762.3579 | 4605762.3579 | 4605762.3579 | 2017 | 4605762.3579 | 4605762.3579 | 4605762.3579 | 4605762.3579 | 4605762.3579 | 0 | 2017 | 6090388.0321 | 6090388.0321 | 6090388.0321 | 6090388.0321 | 6090388.0321 | 6090388.0321 | 6090388.0321 | 2017 | 6090388.0321 | 6090388.0321 | 6090388.0321 | 6090388.0321 | 6090388.0321 | 0
[6 empty] | 2018 | 9662034.564 | 10735593.96 | 10735593.96 | 9662034.564 | 9662034.564 | 0 |  |  | 2018 | 4622746.7592 | 4160472.0833 | 4622746.7592 | 4622746.7592 | 4160472.0833 | 4160472.0833 | 4622746.7592 | 2018 | 4160472.0833 | 4622746.7592 | 4622746.7592 | 4160472.0833 | 4160472.0833 | 0 | 2018 | 6112847.2008 | 5501562.4807 | 6112847.2008 | 6112847.2008 | 5501562.4807 | 5501562.4807 | 6112847.2008 | 2018 | 5501562.4807 | 6112847.2008 | 6112847.2008 | 5501562.4807 | 5501562.4807 | 0
[6 empty] | 2019 | 7321346.19 | 8134829.1 | 8134829.1 | 7321346.19 | 7321346.19 | 0 |  |  | 2019 | 3502857.4105 | 3152571.6694 | 3502857.4105 | 3502857.4105 | 3152571.6694 | 3152571.6694 | 3502857.4105 | 2019 | 3152571.6694 | 3502857.4105 | 3502857.4105 | 3152571.6694 | 3152571.6694 | 0 | 2019 | 4631971.6895 | 4168774.5206 | 4631971.6895 | 4631971.6895 | 4168774.5206 | 4168774.5206 | 4631971.6895 | 2019 | 4168774.5206 | 4631971.6895 | 4631971.6895 | 4168774.5206 | 4168774.5206 | 0
[6 empty] | 2020 | 9605548.62 | 9605548.62 | 10672831.8 | 9605548.62 | 9605548.62 | 0 |  |  | 2020 | 4595721.3731 | 4136149.2358 | 4136149.2358 | 4595721.3731 | 4136149.2358 | 4136149.2358 | 4595721.3731 | 2020 | 4136149.2358 | 4136149.2358 | 4595721.3731 | 4136149.2358 | 4136149.2358 | 0 | 2020 | 6077110.4269 | 5469399.3842 | 5469399.3842 | 6077110.4269 | 5469399.3842 | 5469399.3842 | 6077110.4269 | 2020 | 5469399.3842 | 5469399.3842 | 6077110.4269 | 5469399.3842 | 5469399.3842 | 0
[6 empty] | 2021 | 9173586.6 | 9173586.6 | 10192874 | 9173586.6 | 9173586.6 | 0 |  |  | 2021 | 4389051.5444 | 3950146.39 | 3950146.39 | 4389051.5444 | 3950146.39 | 3950146.39 | 4389051.5444 | 2021 | 3950146.39 | 3950146.39 | 4389051.5444 | 3950146.39 | 3950146.39 | 0 | 2021 | 5803822.4556 | 5223440.21 | 5223440.21 | 5803822.4556 | 5223440.21 | 5223440.21 | 5803822.4556 | 2021 | 5223440.21 | 5223440.21 | 5803822.4556 | 5223440.21 | 5223440.21 | 0
[6 empty] | 2022 | 9357058.332 | 9357058.332 | 9357058.332 | 5327909.0142 | 5327909.0142 | 0 |  |  | 2022 | 4476832.5753 | 4029149.3178 | 4029149.3178 | 4029149.3178 | 4029149.3178 | 4029149.3178 | 4476832.5753 | 2022 | 4029149.3178 | 4029149.3178 | 4029149.3178 | 0 | 0 | 0 | 2022 | 5919898.9047 | 5327909.0142 | 5327909.0142 | 5327909.0142 | 5327909.0142 | 5327909.0142 | 5919898.9047 | 2022 | 5327909.0142 | 5327909.0142 | 5327909.0142 | 5327909.0142 | 5327909.0142 | 0
[6 empty] | 2023 | 9544199.4986 | 9544199.4986 | 9544199.4986 | 5434467.1945 | 5434467.1945 | 0 |  |  | 2023 | 4566369.2268 | 4109732.3041 | 4109732.3041 | 4109732.3041 | 4109732.3041 | 4109732.3041 | 4566369.2268 | 2023 | 4109732.3041 | 4109732.3041 | 4109732.3041 | 0 | 0 | 0 | 2023 | 6038296.8828 | 5434467.1945 | 5434467.1945 | 5434467.1945 | 5434467.1945 | 5434467.1945 | 6038296.8828 | 2023 | 5434467.1945 | 5434467.1945 | 5434467.1945 | 5434467.1945 | 5434467.1945 | 0
[6 empty] | 2024 | 9735083.4886 | 9735083.4886 | 0 | 5543156.5384 | 5543156.5384 | 0 |  |  | 2024 | 4657696.6113 | 4191926.9502 | 4191926.9502 | 4191926.9502 | 4191926.9502 | 4191926.9502 | 4657696.6113 | 2024 | 4191926.9502 | 4191926.9502 | 0 | 0 | 0 | 0 | 2024 | 6159062.8205 | 5543156.5384 | 5543156.5384 | 5543156.5384 | 5543156.5384 | 5543156.5384 | 6159062.8205 | 2024 | 5543156.5384 | 5543156.5384 | 0 | 5543156.5384 | 5543156.5384 | 0
[6 empty] | 2025 | 9929785.1584 | 9929785.1584 | 0 | 0 | 5654019.6692 | 0 |  |  | 2025 | 4750850.5436 | 4275765.4892 | 4275765.4892 | 4275765.4892 | 4275765.4892 | 4275765.4892 | 4750850.5436 | 2025 | 4275765.4892 | 4275765.4892 | 0 | 0 | 0 | 0 | 2025 | 6282244.0769 | 5654019.6692 | 5654019.6692 | 5654019.6692 | 5654019.6692 | 5654019.6692 | 6282244.0769 | 2025 | 5654019.6692 | 5654019.6692 | 0 | 0 | 5654019.6692 | 0
[6 empty] | 2026 | 10128380.8616 | 0 | 0 | 0 | 5767100.0626 | 0 |  |  | 2026 | 4845867.5544 | 4361280.799 | 4361280.799 | 4361280.799 | 4361280.799 | 4361280.799 | 4845867.5544 | 2026 | 4361280.799 | 0 | 0 | 0 | 0 | 0 | 2026 | 6407888.9584 | 5767100.0626 | 5767100.0626 | 5767100.0626 | 5767100.0626 | 5767100.0626 | 6407888.9584 | 2026 | 5767100.0626 | 0 | 0 | 0 | 5767100.0626 | 0
[6 empty] | 2027 | 10330948.4788 | 0 | 0 | 0 | 5882442.0638 | 0 |  |  | 2027 | 4942784.9055 | 4448506.415 | 4448506.415 | 4448506.415 | 4448506.415 | 4448506.415 | 4942784.9055 | 2027 | 4448506.415 | 0 | 0 | 0 | 0 | 0 | 2027 | 6536046.7376 | 5882442.0638 | 5882442.0638 | 5882442.0638 | 5882442.0638 | 5882442.0638 | 6536046.7376 | 2027 | 5882442.0638 | 0 | 0 | 0 | 5882442.0638 | 0
[6 empty] | 2028 | 0 | 0 | 0 | 0 | 6000090.9051 | 0 |  |  | 2028 | 5041640.6036 | 4537476.5433 | 4537476.5433 | 4537476.5433 | 4537476.5433 | 4537476.5433 | 5041640.6036 | 2028 | 0 | 0 | 0 | 0 | 0 | 0 | 2028 | 6666767.6723 | 6000090.9051 | 6000090.9051 | 6000090.9051 | 6000090.9051 | 6000090.9051 | 6666767.6723 | 2028 | 0 | 0 | 0 | 0 | 6000090.9051 | 0
[6 empty] | 2029 | 0 | 0 | 0 | 0 | 6120092.7232 | 0 |  |  | 2029 | 5142473.4157 | 4628226.0741 | 4628226.0741 | 4628226.0741 | 4628226.0741 | 4628226.0741 | 5142473.4157 | 2029 | 0 | 0 | 0 | 0 | 0 | 0 | 2029 | 6800103.0258 | 6120092.7232 | 6120092.7232 | 6120092.7232 | 6120092.7232 | 6120092.7232 | 6800103.0258 | 2029 | 0 | 0 | 0 | 0 | 6120092.7232 | 0
[6 empty] | 2030 | 0 | 0 | 0 | 0 | 0 | 0 |  |  | 2030 | 5245322.884 | 4720790.5956 | 4720790.5956 | 4720790.5956 | 4720790.5956 | 4720790.5956 | 5245322.884 | 2030 | 0 | 0 | 0 | 0 | 0 | 0 | 2030 | 6936105.0863 | 6242494.5777 | 6242494.5777 | 6242494.5777 | 6242494.5777 | 6242494.5777 | 6936105.0863 | 2030 | 0 | 0 | 0 | 0 | 0 | 0
[6 empty] | 2031 | 0 | 0 | 0 | 0 | 0 | 0 |  |  | 2031 | 5350229.3417 | 4815206.4075 | 4815206.4075 | 4815206.4075 | 4815206.4075 | 4815206.4075 | 5350229.3417 | 2031 | 0 | 0 | 0 | 0 | 0 | 0 | 2031 | 7074827.188 | 6367344.4692 | 6367344.4692 | 6367344.4692 | 6367344.4692 | 6367344.4692 | 7074827.188 | 2031 | 0 | 0 | 0 | 0 | 0 | 0
[6 empty] | 2032 | 0 | 0 | 0 | 0 | 0 | 0 |  |  | 2032 | 5457233.9285 | 4911510.5357 | 4911510.5357 | 4911510.5357 | 4911510.5357 | 4911510.5357 | 5457233.9285 | 2032 | 0 | 0 | 0 | 0 | 0 | 0 | 2032 | 7216323.7318 | 6494691.3586 | 6494691.3586 | 6494691.3586 | 6494691.3586 | 6494691.3586 | 7216323.7318 | 2032 | 0 | 0 | 0 | 0 | 0 | 0
[6 empty] | 2033 | 0 | 0 | 0 | 0 | 0 | 0 |  |  | 2033 | 5566378.6071 | 5009740.7464 | 5009740.7464 | 5009740.7464 | 5009740.7464 | 5009740.7464 | 5566378.6071 | 2033 | 0 | 0 | 0 | 0 | 0 | 0 | 2033 | 7360650.2064 | 6624585.1858 | 6624585.1858 | 6624585.1858 | 6624585.1858 | 6624585.1858 | 7360650.2064 | 2033 | 0 | 0 | 0 | 0 | 0 | 0
[6 empty] | 2034 | 0 | 0 | 0 | 0 | 0 | 0 |  |  | 2034 | 5677706.1792 | 5109935.5613 | 5109935.5613 | 5109935.5613 | 5109935.5613 | 5109935.5613 | 5677706.1792 | 2034 | 0 | 0 | 0 | 0 | 0 | 0 | 2034 | 7507863.2105 | 6757076.8895 | 6757076.8895 | 6757076.8895 | 6757076.8895 | 6757076.8895 | 7507863.2105 | 2034 | 0 | 0 | 0 | 0 | 0 | 0
[6 empty] | 2035 | 0 | 0 | 0 | 0 | 0 | 0 |  |  | 2035 | 5791260.3028 | 5212134.2725 | 5212134.2725 | 5212134.2725 | 5212134.2725 | 5212134.2725 | 5791260.3028 | 2035 | 0 | 0 | 0 | 0 | 0 | 0 | 2035 | 7658020.4748 | 6892218.4273 | 6892218.4273 | 6892218.4273 | 6892218.4273 | 6892218.4273 | 7658020.4748 | 2035 | 0 | 0 | 0 | 0 | 0 | 0
[6 empty] | 2036 | 0 | 0 | 0 | 0 | 0 | 0 |  |  | 2036 | 5907085.5089 | 5316376.958 | 5316376.958 | 5316376.958 | 5316376.958 | 5316376.958 | 5907085.5089 | 2036 | 0 | 0 | 0 | 0 | 0 | 0 | 2036 | 7811180.8842 | 7030062.7958 | 7030062.7958 | 7030062.7958 | 7030062.7958 | 7030062.7958 | 7811180.8842 | 2036 | 0 | 0 | 0 | 0 | 0 | 0
[6 empty] | 2037 | 0 | 0 | 0 | 0 | 0 | 0 |  |  | 2037 | 6025227.2191 | 5422704.4972 | 5422704.4972 | 5422704.4972 | 5422704.4972 | 5422704.4972 | 6025227.2191 | 2037 | 0 | 0 | 0 | 0 | 0 | 0 | 2037 | 7967404.5019 | 7170664.0517 | 7170664.0517 | 7170664.0517 | 7170664.0517 | 7170664.0517 | 7967404.5019 | 2037 | 0 | 0 | 0 | 0 | 0 | 0
[6 empty] | 2038 | 0 | 0 | 0 | 0 | 0 | 0 |  |  | 2038 | 6145731.7634 | 5531158.5871 | 5531158.5871 | 5531158.5871 | 5531158.5871 | 5531158.5871 | 6145731.7634 | 2038 | 0 | 0 | 0 | 0 | 0 | 0 | 2038 | 8126752.592 | 7314077.3328 | 7314077.3328 | 7314077.3328 | 7314077.3328 | 7314077.3328 | 8126752.592 | 2038 | 0 | 0 | 0 | 0 | 0 | 0
[6 empty] | 2039 | 0 | 0 | 0 | 0 | 0 | 0 |  |  | 2039 | 6268646.3987 | 5641781.7588 | 5641781.7588 | 5641781.7588 | 5641781.7588 | 5641781.7588 | 6268646.3987 | 2039 | 0 | 0 | 0 | 0 | 0 | 0 | 2039 | 8289287.6438 | 7460358.8794 | 7460358.8794 | 7460358.8794 | 7460358.8794 | 7460358.8794 | 8289287.6438 | 2039 | 0 | 0 | 0 | 0 | 0 | 0
[6 empty] | 2040 | 0 | 0 | 0 | 0 | 0 | 0 |  |  | 2040 | 6394019.3267 | 5754617.394 | 5754617.394 | 5754617.394 | 5754617.394 | 5754617.394 | 6394019.3267 | 2040 | 0 | 0 | 0 | 0 | 0 | 0 | 2040 | 8455073.3967 | 7609566.057 | 7609566.057 | 7609566.057 | 7609566.057 | 7609566.057 | 8455073.3967 | 2040 | 0 | 0 | 0 | 0 | 0 | 0
[6 empty] | 2041 | 0 | 0 | 0 | 0 | 0 | 0 |  |  | 2041 | 6521899.7132 | 5869709.7419 | 5869709.7419 | 5869709.7419 | 5869709.7419 | 5869709.7419 | 6521899.7132 | 2041 | 0 | 0 | 0 | 0 | 0 | 0 | 2041 | 8624174.8646 | 7761757.3782 | 7761757.3782 | 7761757.3782 | 7761757.3782 | 7761757.3782 | 8624174.8646 | 2041 | 0 | 0 | 0 | 0 | 0 | 0
[6 empty] | 2042 | 0 | 0 | 0 | 0 | 0 | 0 |  |  | 2042 | 6652337.7075 | 5987103.9367 | 5987103.9367 | 5987103.9367 | 5987103.9367 | 5987103.9367 | 6652337.7075 | 2042 | 0 | 0 | 0 | 0 | 0 | 0 | 2042 | 8796658.3619 | 7916992.5257 | 7916992.5257 | 7916992.5257 | 7916992.5257 | 7916992.5257 | 8796658.3619 | 2042 | 0 | 0 | 0 | 0 | 0 | 0
[6 empty] | 2043 | 0 | 0 | 0 | 0 | 0 | 0 |  |  | 2043 | 6785384.4616 | 6106846.0155 | 6106846.0155 | 6106846.0155 | 6106846.0155 | 6106846.0155 | 6785384.4616 | 2043 | 0 | 0 | 0 | 0 | 0 | 0 | 2043 | 8972591.5292 | 8075332.3762 | 8075332.3762 | 8075332.3762 | 8075332.3762 | 8075332.3762 | 8972591.5292 | 2043 | 0 | 0 | 0 | 0 | 0 | 0
[6 empty] | 2044 | 0 | 0 | 0 | 0 | 0 | 0 |  |  | 2044 | 6921092.1509 | 6228982.9358 | 6228982.9358 | 6228982.9358 | 6228982.9358 | 6228982.9358 | 6921092.1509 | 2044 | 0 | 0 | 0 | 0 | 0 | 0 | 2044 | 9152043.3597 | 8236839.0238 | 8236839.0238 | 8236839.0238 | 8236839.0238 | 8236839.0238 | 9152043.3597 | 2044 | 0 | 0 | 0 | 0 | 0 | 0
[6 empty] | 2045 | 0 | 0 | 0 | 0 | 0 | 0 |  |  | 2045 | 7059513.9939 | 6353562.5945 | 6353562.5945 | 6353562.5945 | 6353562.5945 | 6353562.5945 | 7059513.9939 | 2045 | 0 | 0 | 0 | 0 | 0 | 0 | 2045 | 9335084.2269 | 8401575.8042 | 8401575.8042 | 8401575.8042 | 8401575.8042 | 8401575.8042 | 9335084.2269 | 2045 | 0 | 0 | 0 | 0 | 0 | 0
[6 empty] | Total | 105484122.182 | 86911835.1476 | 69333537.0806 | 62764199.1112 | 92187944.535 | 0
9: Variable O&M
[15 empty] | 1st Unit - Step 1 - Reduce baseline based on NCF | [7 empty] | 1st Unit - Step 2 - Convert MWh to Dollars | [6 empty] | 2nd Unit - Step 1 - Reduce baseline based on NCF | [7 empty] | 2nd Unit - Step 2 - Convert MWh to Dollars | [6 empty] | Increase in water costs after construction of Jones Pipeline
[6 empty] | Year | 2 | 2A | 2B | 2C | 2D | 2E |  |  | Year | Baseline | 2 | 2A | 2B | 2C | 2D | 2E | Year | 2 | 2A | 2B | 2C | 2D | 2E | Year | Baseline | 2 | 2A | 2B | 2C | 2D | 2E | Year | 2 | 2A | 2B | 2C | 2D | 2E | Year | 2 | 2A | 2B | 2C | 2D | 2E
[6 empty] | 2017 | 2076817 | 2076817 | 2076817 | 2076817 | 2076817 | 0 |  |  | 2017 | 0.26626 | 3899952 | 3899952 | 3899952 | 3899952 | 3899952 | 0 | 2017 | 1038408.5 | 1038408.5 | 1038408.5 | 1038408.5 | 1038408.5 | 0 | 2017 | 0.26626 | 3899952 | 3899952 | 3899952 | 3899952 | 3899952 | 0 | 2017 | 1038408.5 | 1038408.5 | 1038408.5 | 1038408.5 | 1038408.5 | 0 | 2017 | 0 | 0 | 0 | 0 | 0 | 0
[6 empty] | 2018 | 1115494.7381 | 2179106 | 2179106 | 1115494.7381 | 1115494.7381 | 0 |  |  | 2018 | 0.27938 | 1996404 | 3899952 | 3899952 | 1996404 | 1996404 | 0 | 2018 | 557747.369 | 1089553 | 1089553 | 557747.369 | 557747.369 | 0 | 2018 | 0.27938 | 1996404 | 3899952 | 3899952 | 1996404 | 1996404 | 0 | 2018 | 557747.369 | 1089553 | 1089553 | 557747.369 | 557747.369 | 0 | 2018 | 0 | 0 | 0 | 0 | 0 | 0
[6 empty] | 2019 | 1439556.0476 | 2812156 | 2812156 | 1439556.0476 | 1439556.0476 | 0 |  |  | 2019 | 0.36054 | 1996404 | 3899952 | 3899952 | 1996404 | 1996404 | 0 | 2019 | 719778.0238 | 1406078 | 1406078 | 719778.0238 | 719778.0238 | 0 | 2019 | 0.36054 | 1996404 | 3899952 | 3899952 | 1996404 | 1996404 | 0 | 2019 | 719778.0238 | 1406078 | 1406078 | 719778.0238 | 719778.0238 | 0 | 2019 | 0 | 0 | 0 | 0 | 0 | 0
[6 empty] | 2020 | 1485485.6786 | 1485485.6786 | 2901879 | 1485485.6786 | 1485485.6786 | 0 |  |  | 2020 | 0.37204 | 1996404 | 1996404 | 3899952 | 1996404 | 1996404 | 0 | 2020 | 742742.8393 | 742742.8393 | 1450939.5 | 742742.8393 | 742742.8393 | 0 | 2020 | 0.37204 | 1996404 | 1996404 | 3899952 | 1996404 | 1996404 | 0 | 2020 | 742742.8393 | 742742.8393 | 1450939.5 | 742742.8393 | 742742.8393 | 0 | 2020 | 0 | 0 | 0 | 0 | 0 | 0
[6 empty] | 2021 | 1543250.5476 | 1543250.5476 | 3014722 | 1543250.5476 | 1543250.5476 | 0 |  |  | 2021 | 0.38651 | 1996404 | 1996404 | 3899952 | 1996404 | 1996404 | 0 | 2021 | 771625.2738 | 771625.2738 | 1507361 | 771625.2738 | 771625.2738 | 0 | 2021 | 0.38651 | 1996404 | 1996404 | 3899952 | 1996404 | 1996404 | 0 | 2021 | 771625.2738 | 771625.2738 | 1507361 | 771625.2738 | 771625.2738 | 0 | 2021 | 0 | 0 | 0 | 0 | 0 | 0
[6 empty] | 2022 | 1574115.5586 | 1574115.5586 | 1574115.5586 | 787057.7793 | 787057.7793 | 0 |  |  | 2022 | 0.39424 | 1996404 | 1996404 | 1996404 | 0 | 0 | 0 | 2022 | 787057.7793 | 787057.7793 | 787057.7793 | 0 | 0 | 0 | 2022 | 0.39424 | 1996404 | 1996404 | 1996404 | 1996404 | 1996404 | 0 | 2022 | 787057.7793 | 787057.7793 | 787057.7793 | 787057.7793 | 787057.7793 | 0 | 2022 | 0 | 0 | 0 | 0 | 0 | 0
[6 empty] | 2023 | 1605597.8697 | 1605597.8697 | 1605597.8697 | 802798.9349 | 802798.9349 | 0 |  |  | 2023 | 0.40212 | 1996404 | 1996404 | 1996404 | 0 | 0 | 0 | 2023 | 802798.9349 | 802798.9349 | 802798.9349 | 0 | 0 | 0 | 2023 | 0.40212 | 1996404 | 1996404 | 1996404 | 1996404 | 1996404 | 0 | 2023 | 802798.9349 | 802798.9349 | 802798.9349 | 802798.9349 | 802798.9349 | 0 | 2023 | 0 | 0 | 0 | 0 | 0 | 0
[6 empty] | 2024 | 1637709.8271 | 1637709.8271 | 0 | 818854.9136 | 818854.9136 | 0 |  |  | 2024 | 0.41016 | 1996404 | 1996404 | 0 | 0 | 0 | 0 | 2024 | 818854.9136 | 818854.9136 | 0 | 0 | 0 | 0 | 2024 | 0.41016 | 1996404 | 1996404 | 0 | 1996404 | 1996404 | 0 | 2024 | 818854.9136 | 818854.9136 | 0 | 818854.9136 | 818854.9136 | 0 | 2024 | 0 | 0 | 0 | 0 | 0 | 0
[6 empty] | 2025 | 1670464.0237 | 1670464.0237 | 0 | 0 | 835232.0118 | 0 |  |  | 2025 | 0.41837 | 1996404 | 1996404 | 0 | 0 | 0 | 0 | 2025 | 835232.0118 | 835232.0118 | 0 | 0 | 0 | 0 | 2025 | 0.41837 | 1996404 | 1996404 | 0 | 0 | 1996404 | 0 | 2025 | 835232.0118 | 835232.0118 | 0 | 0 | 835232.0118 | 0 | 2025 | 0 | 0 | 0 | 0 | 0 | 0
[6 empty] | 2026 | 1703873.3042 | 0 | 0 | 0 | 851936.6521 | 0 |  |  | 2026 | 0.42674 | 1996404 | 0 | 0 | 0 | 0 | 0 | 2026 | 851936.6521 | 0 | 0 | 0 | 0 | 0 | 2026 | 0.42674 | 1996404 | 0 | 0 | 0 | 1996404 | 0 | 2026 | 851936.6521 | 0 | 0 | 0 | 851936.6521 | 0 | 2026 | 0 | 0 | 0 | 0 | 0 | 0
[6 empty] | 2027 | 1737950.7702 | 0 | 0 | 0 | 868975.3851 | 0 |  |  | 2027 | 0.43527 | 1996404 | 0 | 0 | 0 | 0 | 0 | 2027 | 868975.3851 | 0 | 0 | 0 | 0 | 0 | 2027 | 0.43527 | 1996404 | 0 | 0 | 0 | 1996404 | 0 | 2027 | 868975.3851 | 0 | 0 | 0 | 868975.3851 | 0 | 2027 | 0 | 0 | 0 | 0 | 0 | 0
[6 empty] | 2028 | 0 | 0 | 0 | 0 | 886354.8928 | 0 |  |  | 2028 | 0.44398 | 0 | 0 | 0 | 0 | 0 | 0 | 2028 | 0 | 0 | 0 | 0 | 0 | 0 | 2028 | 0.44398 | 0 | 0 | 0 | 0 | 1996404 | 0 | 2028 | 0 | 0 | 0 | 0 | 886354.8928 | 0 | 2028 | 0 | 0 | 0 | 0 | 0 | 0
[6 empty] | 2029 | 0 | 0 | 0 | 0 | 904081.9907 | 0 |  |  | 2029 | 0.45286 | 0 | 0 | 0 | 0 | 0 | 0 | 2029 | 0 | 0 | 0 | 0 | 0 | 0 | 2029 | 0.45286 | 0 | 0 | 0 | 0 | 1996404 | 0 | 2029 | 0 | 0 | 0 | 0 | 904081.9907 | 0 | 2029 | 0 | 0 | 0 | 0 | 0 | 0
[6 empty] | 2030 | 0 | 0 | 0 | 0 | 0 | 0 |  |  | 2030 | 0.46191 | 0 | 0 | 0 | 0 | 0 | 0 | 2030 | 0 | 0 | 0 | 0 | 0 | 0 | 2030 | 0.46191 | 0 | 0 | 0 | 0 | 0 | 0 | 2030 | 0 | 0 | 0 | 0 | 0 | 0 | 2030 | 0 | 0 | 0 | 0 | 0 | 0
[6 empty] | 2031 | 0 | 0 | 0 | 0 | 0 | 0 |  |  | 2031 | 0.47115 | 0 | 0 | 0 | 0 | 0 | 0 | 2031 | 0 | 0 | 0 | 0 | 0 | 0 | 2031 | 0.47115 | 0 | 0 | 0 | 0 | 0 | 0 | 2031 | 0 | 0 | 0 | 0 | 0 | 0 | 2031 | 0 | 0 | 0 | 0 | 0 | 0
[6 empty] | 2032 | 0 | 0 | 0 | 0 | 0 | 0 |  |  | 2032 | 0.48057 | 0 | 0 | 0 | 0 | 0 | 0 | 2032 | 0 | 0 | 0 | 0 | 0 | 0 | 2032 | 0.48057 | 0 | 0 | 0 | 0 | 0 | 0 | 2032 | 0 | 0 | 0 | 0 | 0 | 0 | 2032 | 0 | 0 | 0 | 0 | 0 | 0
[6 empty] | 2033 | 0 | 0 | 0 | 0 | 0 | 0 |  |  | 2033 | 0.49019 | 0 | 0 | 0 | 0 | 0 | 0 | 2033 | 0 | 0 | 0 | 0 | 0 | 0 | 2033 | 0.49019 | 0 | 0 | 0 | 0 | 0 | 0 | 2033 | 0 | 0 | 0 | 0 | 0 | 0 | 2033 | 0 | 0 | 0 | 0 | 0 | 0
[6 empty] | 2034 | 0 | 0 | 0 | 0 | 0 | 0 |  |  | 2034 | 0.49999 | 0 | 0 | 0 | 0 | 0 | 0 | 2034 | 0 | 0 | 0 | 0 | 0 | 0 | 2034 | 0.49999 | 0 | 0 | 0 | 0 | 0 | 0 | 2034 | 0 | 0 | 0 | 0 | 0 | 0 | 2034 | 0 | 0 | 0 | 0 | 0 | 0
[6 empty] | 2035 | 0 | 0 | 0 | 0 | 0 | 0 |  |  | 2035 | 0.50999 | 0 | 0 | 0 | 0 | 0 | 0 | 2035 | 0 | 0 | 0 | 0 | 0 | 0 | 2035 | 0.50999 | 0 | 0 | 0 | 0 | 0 | 0 | 2035 | 0 | 0 | 0 | 0 | 0 | 0 | 2035 | 0 | 0 | 0 | 0 | 0 | 0
[6 empty] | 2036 | 0 | 0 | 0 | 0 | 0 | 0 |  |  | 2036 | 0.52019 | 0 | 0 | 0 | 0 | 0 | 0 | 2036 | 0 | 0 | 0 | 0 | 0 | 0 | 2036 | 0.52019 | 0 | 0 | 0 | 0 | 0 | 0 | 2036 | 0 | 0 | 0 | 0 | 0 | 0 | 2036 | 0 | 0 | 0 | 0 | 0 | 0
[6 empty] | 2037 | 0 | 0 | 0 | 0 | 0 | 0 |  |  | 2037 | 0.53059 | 0 | 0 | 0 | 0 | 0 | 0 | 2037 | 0 | 0 | 0 | 0 | 0 | 0 | 2037 | 0.53059 | 0 | 0 | 0 | 0 | 0 | 0 | 2037 | 0 | 0 | 0 | 0 | 0 | 0 | 2037 | 0 | 0 | 0 | 0 | 0 | 0
[6 empty] | 2038 | 0 | 0 | 0 | 0 | 0 | 0 |  |  | 2038 | 0.5412 | 0 | 0 | 0 | 0 | 0 | 0 | 2038 | 0 | 0 | 0 | 0 | 0 | 0 | 2038 | 0.5412 | 0 | 0 | 0 | 0 | 0 | 0 | 2038 | 0 | 0 | 0 | 0 | 0 | 0 | 2038 | 0 | 0 | 0 | 0 | 0 | 0
[6 empty] | 2039 | 0 | 0 | 0 | 0 | 0 | 0 |  |  | 2039 | 0.55203 | 0 | 0 | 0 | 0 | 0 | 0 | 2039 | 0 | 0 | 0 | 0 | 0 | 0 | 2039 | 0.55203 | 0 | 0 | 0 | 0 | 0 | 0 | 2039 | 0 | 0 | 0 | 0 | 0 | 0 | 2039 | 0 | 0 | 0 | 0 | 0 | 0
[6 empty] | 2040 | 0 | 0 | 0 | 0 | 0 | 0 |  |  | 2040 | 0.56307 | 0 | 0 | 0 | 0 | 0 | 0 | 2040 | 0 | 0 | 0 | 0 | 0 | 0 | 2040 | 0.56307 | 0 | 0 | 0 | 0 | 0 | 0 | 2040 | 0 | 0 | 0 | 0 | 0 | 0 | 2040 | 0 | 0 | 0 | 0 | 0 | 0
[6 empty] | 2041 | 0 | 0 | 0 | 0 | 0 | 0 |  |  | 2041 | 0.57433 | 0 | 0 | 0 | 0 | 0 | 0 | 2041 | 0 | 0 | 0 | 0 | 0 | 0 | 2041 | 0.57433 | 0 | 0 | 0 | 0 | 0 | 0 | 2041 | 0 | 0 | 0 | 0 | 0 | 0 | 2041 | 0 | 0 | 0 | 0 | 0 | 0
[6 empty] | 2042 | 0 | 0 | 0 | 0 | 0 | 0 |  |  | 2042 | 0.58582 | 0 | 0 | 0 | 0 | 0 | 0 | 2042 | 0 | 0 | 0 | 0 | 0 | 0 | 2042 | 0.58582 | 0 | 0 | 0 | 0 | 0 | 0 | 2042 | 0 | 0 | 0 | 0 | 0 | 0 | 2042 | 0 | 0 | 0 | 0 | 0 | 0
[6 empty] | 2043 | 0 | 0 | 0 | 0 | 0 | 0 |  |  | 2043 | 0.59753 | 0 | 0 | 0 | 0 | 0 | 0 | 2043 | 0 | 0 | 0 | 0 | 0 | 0 | 2043 | 0.59753 | 0 | 0 | 0 | 0 | 0 | 0 | 2043 | 0 | 0 | 0 | 0 | 0 | 0 | 2043 | 0 | 0 | 0 | 0 | 0 | 0
[6 empty] | 2044 | 0 | 0 | 0 | 0 | 0 | 0 |  |  | 2044 | 0.60948 | 0 | 0 | 0 | 0 | 0 | 0 | 2044 | 0 | 0 | 0 | 0 | 0 | 0 | 2044 | 0.60948 | 0 | 0 | 0 | 0 | 0 | 0 | 2044 | 0 | 0 | 0 | 0 | 0 | 0 | 2044 | 0 | 0 | 0 | 0 | 0 | 0
[6 empty] | 2045 | 0 | 0 | 0 | 0 | 0 | 0 |  |  | 2045 | 0.62167 | 0 | 0 | 0 | 0 | 0 | 0 | 2045 | 0 | 0 | 0 | 0 | 0 | 0 | 2045 | 0.62167 | 0 | 0 | 0 | 0 | 0 | 0 | 2045 | 0 | 0 | 0 | 0 | 0 | 0 | 2045 | 0 | 0 | 0 | 0 | 0 | 0
[6 empty] | Total | 17590315.3654 | 16584702.5053 | 16164393.4283 | 10069315.6396 | 14415896.5722 | 0

## Scenario 3
CALCULATIONS ONLY >>>>>>>>>
1: Scenario Information
[6 empty] | Capacity Factor |  | Derated CT |  | Annual MWh |  | Derated Annual MWh
ID: | Scenario Type |  |  |  |  | Unit 1 | Unit 2 | Unit 1 | Unit 2 | Unit 1 | Unit 2 | Unit 1 | Unit 2
3 | 50% Capacity Factor |  |  |  |  | 84% | 84% | 50% | 50% | 3899952 | 3899952 | 2321400 | 2321400
2: Sensitivity Information
[9 empty] | *Leave blank if N/A |  | *Do not delete
|  | Pipeline |  | Hybrid Cooling |  |  | Retirement Date |  | Reduced Operations |  | Reduced Operations
ID: | Scenario Description | Yes/No | COD | Yes/No | COD | Water Option | Unit 1 | Unit 2 | Unit 1 | Unit 2 | Unit 1 | Unit 2
3 | 50% Capacity Factor (2018 Start) | No |  | No |  | Scenario 3 | 2026 | 2026 | 2018 | 2018 | 2018 | 2018
3A | 50% Capacity Factor (2020 Start) | No |  | No |  | Scenario 3A | 2025 | 2025 | 2020 | 2020 | 2020 | 2020
3B | 50% Capacity Factor (2022 Start) | No |  | No |  | Scenario 3B | 2023 | 2023 | 2022 | 2022 | 2022 | 2022
3C | 50% Capacity Factor (2018 Start) | No |  | No |  | Scenario 3C | 2021 | 2024 | 2018 | 2018 | 2018 | 2018
3D | 50% Capacity Factor (2018 Start) | No |  | No |  | Scenario 3D | 2021 | 2026 | 2018 | 2018 | 2018 | 2018
3E | Blank | [9 empty] | 0 | 0
3: On-Going CapX - Managed Decline
Index
| 50% Capacity Factor |  |  |  |  | 4
| Managed Decline |  |  |  |  | Percentage
| 4 Years before end of Operation |  |  |  |  | 72.5%
| 3 Years before end of Operation |  |  |  |  | 48.6%
| 2 Years before end of Operation |  |  |  |  | 21.4%
| Year of Retirement |  |  |  |  | 3.97%
4: Fixed O&M Labor Reduction (single unit operation calculated with retirment dates)
| Increase contract labor after O&M Labor Reduction |  |  |  |  | 10%
5: On-Going CapX - Calculations | [14 empty] | 1st Unit - Step 1 - Reduce baseline based on scenario | [7 empty] | 1st Unit - Step 2 - Managed decline and retirement adjustments | [6 empty] | 2nd Unit - Step 1 - Reduce baseline based on scenario | [7 empty] | 2nd Unit - Step 2 - Managed decline and retirement adjustments
[6 empty] | Year | 3 | 3A | 3B | 3C | 3D | 3E |  |  | Year | Baseline | 3 | 3A | 3B | 3C | 3D | 3E | Year | 3 | 3A | 3B | 3C | 3D | 3E | Year | Baseline | 3 | 3A | 3B | 3C | 3D | 3E | Year | 3 | 3A | 3B | 3C | 3D | 3E
[6 empty] | 2017 | 18803258.5 | 18803258.5 | 18803258.5 | 18803258.5 | 18803258.5 | 0 |  |  | 2017 | 5101701.2425 | 5101701.2425 | 5101701.2425 | 5101701.2425 | 5101701.2425 | 5101701.2425 | 5101701.2425 | 2017 | 5101701.2425 | 5101701.2425 | 5101701.2425 | 5101701.2425 | 5101701.2425 | 0 | 2017 | 13701557.2575 | 13701557.2575 | 13701557.2575 | 13701557.2575 | 13701557.2575 | 13701557.2575 | 13701557.2575 | 2017 | 13701557.2575 | 13701557.2575 | 13701557.2575 | 13701557.2575 | 13701557.2575 | 0
[6 empty] | 2018 | 13498670.8059 | 15515713.57 | 15515713.57 | 11312171.4217 | 11312171.4217 | 0 |  |  | 2018 | 9138973.3925 | 7950906.8515 | 9138973.3925 | 9138973.3925 | 7950906.8515 | 7950906.8515 | 9138973.3925 | 2018 | 7950906.8515 | 9138973.3925 | 9138973.3925 | 5764407.4673 | 5764407.4673 | 0 | 2018 | 6376740.1775 | 5547763.9544 | 6376740.1775 | 6376740.1775 | 5547763.9544 | 5547763.9544 | 6376740.1775 | 2018 | 5547763.9544 | 6376740.1775 | 6376740.1775 | 5547763.9544 | 5547763.9544 | 0
[6 empty] | 2019 | 9009639.2205 | 10355907.15 | 10355907.15 | 7309308.2972 | 7309308.2972 | 0 |  |  | 2019 | 3802341.1675 | 3308036.8157 | 3802341.1675 | 3802341.1675 | 3308036.8157 | 3308036.8157 | 3802341.1675 | 2019 | 3308036.8157 | 3802341.1675 | 3802341.1675 | 1607705.8924 | 1607705.8924 | 0 | 2019 | 6553565.9825 | 5701602.4048 | 6553565.9825 | 6553565.9825 | 5701602.4048 | 5701602.4048 | 6553565.9825 | 2019 | 5701602.4048 | 6553565.9825 | 6553565.9825 | 5701602.4048 | 5701602.4048 | 0
[6 empty] | 2020 | 14520055.0167 | 14520055.0167 | 11519096.4869 | 10305043.9654 | 10305043.9654 | 0 |  |  | 2020 | 6163918.9425 | 5362609.48 | 5362609.48 | 6163918.9425 | 5362609.48 | 5362609.48 | 6163918.9425 | 2020 | 5362609.48 | 5362609.48 | 3887891.873 | 1147598.4287 | 1147598.4287 | 0 | 2020 | 10525799.4675 | 9157445.5367 | 9157445.5367 | 10525799.4675 | 9157445.5367 | 9157445.5367 | 10525799.4675 | 2020 | 9157445.5367 | 9157445.5367 | 7631204.6139 | 9157445.5367 | 9157445.5367 | 0
[6 empty] | 2021 | 12844693.325 | 12844693.325 | 6503594.1152 | 2973604.6215 | 3962236.3617 | 0 |  |  | 2021 | 10631803.2359 | 9249668.8153 | 9249668.8153 | 10631803.2359 | 9249668.8153 | 9249668.8153 | 10631803.2359 | 2021 | 9249668.8153 | 9249668.8153 | 4495339.0442 | 367211.852 | 367211.852 | 0 | 2021 | 4132212.0801 | 3595024.5097 | 3595024.5097 | 4132212.0801 | 3595024.5097 | 3595024.5097 | 4132212.0801 | 2021 | 3595024.5097 | 3595024.5097 | 2008255.071 | 2606392.7696 | 3595024.5097 | 0
[6 empty] | 2022 | 9373628.645 | 6795880.7676 | 2005956.53 | 2882926.311 | 5931947.1419 | 0 |  |  | 2022 | 3955955.7507 | 3441681.5031 | 3441681.5031 | 3441681.5031 | 3441681.5031 | 3441681.5031 | 3955955.7507 | 2022 | 3441681.5031 | 2495219.0897 | 736519.8417 | 0 | 0 | 0 | 2022 | 6818330.0482 | 5931947.1419 | 5931947.1419 | 5931947.1419 | 5931947.1419 | 5931947.1419 | 6818330.0482 | 2022 | 5931947.1419 | 4300661.6779 | 1269436.6884 | 2882926.311 | 5931947.1419 | 0
[6 empty] | 2023 | 10952332.2985 | 7341839.3063 | 599734.61 | 2038864.956 | 6907369.5939 | 0 |  |  | 2023 | 6412941.2678 | 5579258.903 | 5579258.903 | 5579258.903 | 5579258.903 | 5579258.903 | 6412941.2678 | 2023 | 4044962.7047 | 2711519.8268 | 221496.5784 | 0 | 0 | 0 | 2023 | 10951041.766 | 9527406.3364 | 9527406.3364 | 9527406.3364 | 9527406.3364 | 9527406.3364 | 10951041.766 | 2023 | 6907369.5939 | 4630319.4795 | 378238.0316 | 2038864.956 | 6907369.5939 | 0
[6 empty] | 2024 | 6494718.8026 | 2859814.4522 | 0 | 148488.4609 | 1817768.061 | 0 |  |  | 2024 | 11061328.0867 | 9623355.4354 | 9623355.4354 | 9623355.4354 | 9623355.4354 | 9623355.4354 | 11061328.0867 | 2024 | 4676950.7416 | 2059398.0632 | 0 | 0 | 0 | 0 | 2024 | 4299153.4482 | 3740263.4999 | 3740263.4999 | 3740263.4999 | 3740263.4999 | 3740263.4999 | 4299153.4482 | 2024 | 1817768.061 | 800416.389 | 0 | 148488.4609 | 1817768.061 | 0
[6 empty] | 2025 | 2086997.1738 | 387167.2327 | 0 | 0 | 1320721.9306 | 0 |  |  | 2025 | 4115776.363 | 3580725.4358 | 3580725.4358 | 3580725.4358 | 3580725.4358 | 3580725.4358 | 4115776.363 | 2025 | 766275.2433 | 142154.7998 | 0 | 0 | 0 | 0 | 2025 | 7093790.5821 | 6171597.8065 | 6171597.8065 | 6171597.8065 | 6171597.8065 | 6171597.8065 | 7093790.5821 | 2025 | 1320721.9306 | 245012.4329 | 0 | 0 | 1320721.9306 | 0
[6 empty] | 2026 | 623963.8882 | 0 | 0 | 0 | 393518.848 | 0 |  |  | 2026 | 6672024.095 | 5804660.9626 | 5804660.9626 | 5804660.9626 | 5804660.9626 | 5804660.9626 | 6672024.095 | 2026 | 230445.0402 | 0 | 0 | 0 | 0 | 0 | 2026 | 11393463.8533 | 9912313.5524 | 9912313.5524 | 9912313.5524 | 9912313.5524 | 9912313.5524 | 11393463.8533 | 2026 | 393518.848 | 0 | 0 | 0 | 393518.848 | 0
[6 empty] | 2027 | 0 | 0 | 0 | 0 | 0 | 0 |  |  | 2027 | 11508205.7414 | 10012138.995 | 10012138.995 | 10012138.995 | 10012138.995 | 10012138.995 | 11508205.7414 | 2027 | 0 | 0 | 0 | 0 | 0 | 0 | 2027 | 4472839.2475 | 3891370.1453 | 3891370.1453 | 3891370.1453 | 3891370.1453 | 3891370.1453 | 4472839.2475 | 2027 | 0 | 0 | 0 | 0 | 0 | 0
[6 empty] | 2028 | 0 | 0 | 0 | 0 | 0 | 0 |  |  | 2028 | 4367694.8026 | 3799894.4783 | 3799894.4783 | 3799894.4783 | 3799894.4783 | 3799894.4783 | 4367694.8026 | 2028 | 0 | 0 | 0 | 0 | 0 | 0 | 2028 | 7527987.3161 | 6549348.965 | 6549348.965 | 6549348.965 | 6549348.965 | 6549348.965 | 7527987.3161 | 2028 | 0 | 0 | 0 | 0 | 0 | 0
[6 empty] | 2029 | 0 | 0 | 0 | 0 | 0 | 0 |  |  | 2029 | 7080405.3458 | 6159952.6508 | 6159952.6508 | 6159952.6508 | 6159952.6508 | 6159952.6508 | 7080405.3458 | 2029 | 0 | 0 | 0 | 0 | 0 | 0 | 2029 | 12090834.9889 | 10519026.4403 | 10519026.4403 | 10519026.4403 | 10519026.4403 | 10519026.4403 | 12090834.9889 | 2029 | 0 | 0 | 0 | 0 | 0 | 0
[6 empty] | 2030 | 0 | 0 | 0 | 0 | 0 | 0 |  |  | 2030 | 11973137.2533 | 10416629.4104 | 10416629.4104 | 10416629.4104 | 10416629.4104 | 10416629.4104 | 11973137.2533 | 2030 | 0 | 0 | 0 | 0 | 0 | 0 | 2030 | 4653541.9531 | 4048581.4992 | 4048581.4992 | 4048581.4992 | 4048581.4992 | 4048581.4992 | 4653541.9531 | 2030 | 0 | 0 | 0 | 0 | 0 | 0
[6 empty] | 2031 | 0 | 0 | 0 | 0 | 0 | 0 |  |  | 2031 | 4544149.6726 | 3953410.2152 | 3953410.2152 | 3953410.2152 | 3953410.2152 | 3953410.2152 | 4544149.6726 | 2031 | 0 | 0 | 0 | 0 | 0 | 0 | 2031 | 7832118.0037 | 6813942.6632 | 6813942.6632 | 6813942.6632 | 6813942.6632 | 6813942.6632 | 7832118.0037 | 2031 | 0 | 0 | 0 | 0 | 0 | 0
[6 empty] | 2032 | 0 | 0 | 0 | 0 | 0 | 0 |  |  | 2032 | 7366453.7218 | 6408814.7379 | 6408814.7379 | 6408814.7379 | 6408814.7379 | 6408814.7379 | 7366453.7218 | 2032 | 0 | 0 | 0 | 0 | 0 | 0 | 2032 | 12579304.7224 | 10943995.1085 | 10943995.1085 | 10943995.1085 | 10943995.1085 | 10943995.1085 | 12579304.7224 | 2032 | 0 | 0 | 0 | 0 | 0 | 0
[6 empty] | 2033 | 0 | 0 | 0 | 0 | 0 | 0 |  |  | 2033 | 12456851.9984 | 10837461.2386 | 10837461.2386 | 10837461.2386 | 10837461.2386 | 10837461.2386 | 12456851.9984 | 2033 | 0 | 0 | 0 | 0 | 0 | 0 | 2033 | 4841545.048 | 4212144.1918 | 4212144.1918 | 4212144.1918 | 4212144.1918 | 4212144.1918 | 4841545.048 | 2033 | 0 | 0 | 0 | 0 | 0 | 0
[6 empty] | 2034 | 0 | 0 | 0 | 0 | 0 | 0 |  |  | 2034 | 4727733.3194 | 4113127.9879 | 4113127.9879 | 4113127.9879 | 4113127.9879 | 4113127.9879 | 4727733.3194 | 2034 | 0 | 0 | 0 | 0 | 0 | 0 | 2034 | 8148535.571 | 7089225.9468 | 7089225.9468 | 7089225.9468 | 7089225.9468 | 7089225.9468 | 8148535.571 | 2034 | 0 | 0 | 0 | 0 | 0 | 0
[6 empty] | 2035 | 0 | 0 | 0 | 0 | 0 | 0 |  |  | 2035 | 7664058.4521 | 6667730.8534 | 6667730.8534 | 6667730.8534 | 6667730.8534 | 6667730.8534 | 7664058.4521 | 2035 | 0 | 0 | 0 | 0 | 0 | 0 | 2035 | 13087508.6332 | 11386132.5109 | 11386132.5109 | 11386132.5109 | 11386132.5109 | 11386132.5109 | 13087508.6332 | 2035 | 0 | 0 | 0 | 0 | 0 | 0
[6 empty] | 2036 | 0 | 0 | 0 | 0 | 0 | 0 |  |  | 2036 | 12960108.8191 | 11275294.6726 | 11275294.6726 | 11275294.6726 | 11275294.6726 | 11275294.6726 | 12960108.8191 | 2036 | 0 | 0 | 0 | 0 | 0 | 0 | 2036 | 5037143.4679 | 4382314.8171 | 4382314.8171 | 4382314.8171 | 4382314.8171 | 4382314.8171 | 5037143.4679 | 2036 | 0 | 0 | 0 | 0 | 0 | 0
[6 empty] | 2037 | 0 | 0 | 0 | 0 | 0 | 0 |  |  | 2037 | 4918733.7455 | 4279298.3586 | 4279298.3586 | 4279298.3586 | 4279298.3586 | 4279298.3586 | 4918733.7455 | 2037 | 0 | 0 | 0 | 0 | 0 | 0 | 2037 | 8477736.4081 | 7375630.675 | 7375630.675 | 7375630.675 | 7375630.675 | 7375630.675 | 8477736.4081 | 2037 | 0 | 0 | 0 | 0 | 0 | 0
[6 empty] | 2038 | 0 | 0 | 0 | 0 | 0 | 0 |  |  | 2038 | 7973686.4136 | 6937107.1798 | 6937107.1798 | 6937107.1798 | 6937107.1798 | 6937107.1798 | 7973686.4136 | 2038 | 0 | 0 | 0 | 0 | 0 | 0 | 2038 | 13616243.982 | 11846132.2643 | 11846132.2643 | 11846132.2643 | 11846132.2643 | 11846132.2643 | 13616243.982 | 2038 | 0 | 0 | 0 | 0 | 0 | 0
[6 empty] | 2039 | 0 | 0 | 0 | 0 | 0 | 0 |  |  | 2039 | 13483697.2154 | 11730816.5774 | 11730816.5774 | 11730816.5774 | 11730816.5774 | 11730816.5774 | 13483697.2154 | 2039 | 0 | 0 | 0 | 0 | 0 | 0 | 2039 | 5240644.064 | 4559360.3357 | 4559360.3357 | 4559360.3357 | 4559360.3357 | 4559360.3357 | 5240644.064 | 2039 | 0 | 0 | 0 | 0 | 0 | 0
[6 empty] | 2040 | 0 | 0 | 0 | 0 | 0 | 0 |  |  | 2040 | 5117450.5888 | 4452182.0123 | 4452182.0123 | 4452182.0123 | 4452182.0123 | 4452182.0123 | 5117450.5888 | 2040 | 0 | 0 | 0 | 0 | 0 | 0 | 2040 | 8820236.959 | 7673606.1543 | 7673606.1543 | 7673606.1543 | 7673606.1543 | 7673606.1543 | 8820236.959 | 2040 | 0 | 0 | 0 | 0 | 0 | 0
[6 empty] | 2041 | 0 | 0 | 0 | 0 | 0 | 0 |  |  | 2041 | 8295823.3447 | 7217366.3099 | 7217366.3099 | 7217366.3099 | 7217366.3099 | 7217366.3099 | 8295823.3447 | 2041 | 0 | 0 | 0 | 0 | 0 | 0 | 2041 | 14166340.2389 | 12324716.0078 | 12324716.0078 | 12324716.0078 | 12324716.0078 | 12324716.0078 | 14166340.2389 | 2041 | 0 | 0 | 0 | 0 | 0 | 0
[6 empty] | 2042 | 0 | 0 | 0 | 0 | 0 | 0 |  |  | 2042 | 14028438.5829 | 12204741.5671 | 12204741.5671 | 12204741.5671 | 12204741.5671 | 12204741.5671 | 14028438.5829 | 2042 | 0 | 0 | 0 | 0 | 0 | 0 | 2042 | 5452366.0842 | 4743558.4933 | 4743558.4933 | 4743558.4933 | 4743558.4933 | 4743558.4933 | 5452366.0842 | 2042 | 0 | 0 | 0 | 0 | 0 | 0
[6 empty] | 2043 | 0 | 0 | 0 | 0 | 0 | 0 |  |  | 2043 | 5324195.5926 | 4632050.1656 | 4632050.1656 | 4632050.1656 | 4632050.1656 | 4632050.1656 | 5324195.5926 | 2043 | 0 | 0 | 0 | 0 | 0 | 0 | 2043 | 9176574.5321 | 7983619.8429 | 7983619.8429 | 7983619.8429 | 7983619.8429 | 7983619.8429 | 9176574.5321 | 2043 | 0 | 0 | 0 | 0 | 0 | 0
[6 empty] | 2044 | 0 | 0 | 0 | 0 | 0 | 0 |  |  | 2044 | 8630974.6078 | 7508947.9088 | 7508947.9088 | 7508947.9088 | 7508947.9088 | 7508947.9088 | 8630974.6078 | 2044 | 0 | 0 | 0 | 0 | 0 | 0 | 2044 | 14738660.3845 | 12822634.5345 | 12822634.5345 | 12822634.5345 | 12822634.5345 | 12822634.5345 | 14738660.3845 | 2044 | 0 | 0 | 0 | 0 | 0 | 0
[6 empty] | 2045 | 0 | 0 | 0 | 0 | 0 | 0 |  |  | 2045 | 14595187.5016 | 12697813.1264 | 12697813.1264 | 12697813.1264 | 12697813.1264 | 12697813.1264 | 14595187.5016 | 2045 | 0 | 0 | 0 | 0 | 0 | 0 | 2045 | 5672641.674 | 4935198.2564 | 4935198.2564 | 4935198.2564 | 4935198.2564 | 4935198.2564 | 5672641.674 | 2045 | 0 | 0 | 0 | 0 | 0 | 0
[6 empty] | Total | 98207957.6763 | 89424329.3205 | 65303260.9621 | 55773666.5338 | 68063344.1215 | 0
6: On-Going CapX - H2O | [44 empty] | Jones Pipeline | [6 empty] | Hybrid Cooling
[6 empty] | Year | 3 | 3A | 3B | 3C | 3D | 3E | [32 empty] | Year | 3 | 3A | 3B | 3C | 3D | 3E | Year | 3 | 3A | 3B | 3C | 3D | 3E
[6 empty] | 2017 | 600000 | 600000 | 600000 | 600000 | 600000 | [33 empty] | 2017 | 0 | 0 | 0 | 0 | 0 | 0 | 2017 | 0 | 0 | 0 | 0 | 0 | 0
[6 empty] | 2018 | 3927000 | 4641000 | 4641000 | 4641000 | 4641000 | [33 empty] | 2018 | 0 | 0 | 0 | 0 | 0 | 0 | 2018 | 0 | 0 | 0 | 0 | 0 | 0
[6 empty] | 2019 | 364000 | 728000 | 728000 | 364000 | 364000 | [33 empty] | 2019 | 0 | 0 | 0 | 0 | 0 | 0 | 2019 | 0 | 0 | 0 | 0 | 0 | 0
[6 empty] | 2020 | 371000 | 0 | 2015208 | 371000 | 371000 | [33 empty] | 2020 | 0 | 0 | 0 | 0 | 0 | 0 | 2020 | 0 | 0 | 0 | 0 | 0 | 0
[6 empty] | 2021 | 378000 | 378000 | 648000 | 0 | 378000 | [33 empty] | 2021 | 0 | 0 | 0 | 0 | 0 | 0 | 2021 | 0 | 0 | 0 | 0 | 0 | 0
[6 empty] | 2022 | 385000 | 0 | 0 | 0 | 1434080.8032 | [33 empty] | 2022 | 0 | 0 | 0 | 0 | 0 | 0 | 2022 | 0 | 0 | 0 | 0 | 0 | 0
[6 empty] | 2023 | 392000 | 0 | 0 | 0 | 336000 | [33 empty] | 2023 | 0 | 0 | 0 | 0 | 0 | 0 | 2023 | 0 | 0 | 0 | 0 | 0 | 0
[6 empty] | 2024 | 0 | 0 | 0 | 0 | 342000 | [33 empty] | 2024 | 0 | 0 | 0 | 0 | 0 | 0 | 2024 | 0 | 0 | 0 | 0 | 0 | 0
[6 empty] | 2025 | 0 | 0 | 0 | 0 | 348000 | [33 empty] | 2025 | 0 | 0 | 0 | 0 | 0 | 0 | 2025 | 0 | 0 | 0 | 0 | 0 | 0
[6 empty] | 2026 | 0 | 0 | 0 | 0 | 0 | [33 empty] | 2026 | 0 | 0 | 0 | 0 | 0 | 0 | 2026 | 0 | 0 | 0 | 0 | 0 | 0
[6 empty] | 2027 | 0 | 0 | 0 | 0 | 0 | [33 empty] | 2027 | 0 | 0 | 0 | 0 | 0 | 0 | 2027 | 0 | 0 | 0 | 0 | 0 | 0
[6 empty] | 2028 | 0 | 0 | 0 | 0 | 0 | [33 empty] | 2028 | 0 | 0 | 0 | 0 | 0 | 0 | 2028 | 0 | 0 | 0 | 0 | 0 | 0
[6 empty] | 2029 | 0 | 0 | 0 | 0 | 0 | [33 empty] | 2029 | 0 | 0 | 0 | 0 | 0 | 0 | 2029 | 0 | 0 | 0 | 0 | 0 | 0
[6 empty] | 2030 | 0 | 0 | 0 | 0 | 0 | [33 empty] | 2030 | 0 | 0 | 0 | 0 | 0 | 0 | 2030 | 0 | 0 | 0 | 0 | 0 | 0
[6 empty] | 2031 | 0 | 0 | 0 | 0 | 0 | [33 empty] | 2031 | 0 | 0 | 0 | 0 | 0 | 0 | 2031 | 0 | 0 | 0 | 0 | 0 | 0
[6 empty] | 2032 | 0 | 0 | 0 | 0 | 0 | [33 empty] | 2032 | 0 | 0 | 0 | 0 | 0 | 0 | 2032 | 0 | 0 | 0 | 0 | 0 | 0
[6 empty] | 2033 | 0 | 0 | 0 | 0 | 0 | [33 empty] | 2033 | 0 | 0 | 0 | 0 | 0 | 0 | 2033 | 0 | 0 | 0 | 0 | 0 | 0
[6 empty] | 2034 | 0 | 0 | 0 | 0 | 0 | [33 empty] | 2034 | 0 | 0 | 0 | 0 | 0 | 0 | 2034 | 0 | 0 | 0 | 0 | 0 | 0
[6 empty] | 2035 | 0 | 0 | 0 | 0 | 0 | [33 empty] | 2035 | 0 | 0 | 0 | 0 | 0 | 0 | 2035 | 0 | 0 | 0 | 0 | 0 | 0
[6 empty] | 2036 | 0 | 0 | 0 | 0 | 0 | [33 empty] | 2036 | 0 | 0 | 0 | 0 | 0 | 0 | 2036 | 0 | 0 | 0 | 0 | 0 | 0
[6 empty] | 2037 | 0 | 0 | 0 | 0 | 0 | [33 empty] | 2037 | 0 | 0 | 0 | 0 | 0 | 0 | 2037 | 0 | 0 | 0 | 0 | 0 | 0
[6 empty] | 2038 | 0 | 0 | 0 | 0 | 0 | [33 empty] | 2038 | 0 | 0 | 0 | 0 | 0 | 0 | 2038 | 0 | 0 | 0 | 0 | 0 | 0
[6 empty] | 2039 | 0 | 0 | 0 | 0 | 0 | [33 empty] | 2039 | 0 | 0 | 0 | 0 | 0 | 0 | 2039 | 0 | 0 | 0 | 0 | 0 | 0
[6 empty] | 2040 | 0 | 0 | 0 | 0 | 0 | [33 empty] | 2040 | 0 | 0 | 0 | 0 | 0 | 0 | 2040 | 0 | 0 | 0 | 0 | 0 | 0
[6 empty] | 2041 | 0 | 0 | 0 | 0 | 0 | [33 empty] | 2041 | 0 | 0 | 0 | 0 | 0 | 0 | 2041 | 0 | 0 | 0 | 0 | 0 | 0
[6 empty] | 2042 | 0 | 0 | 0 | 0 | 0 | [33 empty] | 2042 | 0 | 0 | 0 | 0 | 0 | 0 | 2042 | 0 | 0 | 0 | 0 | 0 | 0
[6 empty] | 2043 | 0 | 0 | 0 | 0 | 0 | [33 empty] | 2043 | 0 | 0 | 0 | 0 | 0 | 0 | 2043 | 0 | 0 | 0 | 0 | 0 | 0
[6 empty] | 2044 | 0 | 0 | 0 | 0 | 0 | [33 empty] | 2044 | 0 | 0 | 0 | 0 | 0 | 0 | 2044 | 0 | 0 | 0 | 0 | 0 | 0
[6 empty] | 2045 | 0 | 0 | 0 | 0 | 0 | [33 empty] | 2045 | 0 | 0 | 0 | 0 | 0 | 0 | 2045 | 0 | 0 | 0 | 0 | 0 | 0
[6 empty] | Total | 6417000 | 6347000 | 8632208 | 5976000 | 8814080.8032 | 0
7: Fixed O&M - Labor | [14 empty] | 1st Unit - Step 1 - Reduce baseline based on scenario | [7 empty] | 1st Unit - Step 1 - Single Unit Operation and Retirement | [6 empty] | 2nd Unit - Step 1 - Reduce baseline based on scenario | [7 empty] | 2nd Unit - Step 1 - Single Unit Operation and Retirement
[6 empty] | Year | 3 | 3A | 3B | 3C | 3D | 3E |  |  | Year | Baseline | 3 | 3A | 3B | 3C | 3D | 3E | Year | 3 | 3A | 3B | 3C | 3D | 3E | Year | Baseline | 3 | 3A | 3B | 3C | 3D | 3E | Year | 3 | 3A | 3B | 3C | 3D | 3E
[6 empty] | 2017 | 18063856.14 | 18063856.14 | 18063856.14 | 18063856.14 | 18063856.14 | 0 |  |  | 2017 | 5908687.3434 | A | A | A | A | A | Retired | 2017 | 5908687.3434 | 5908687.3434 | 5908687.3434 | 5908687.3434 | 5908687.3434 | 0 | 2017 | 12155168.7966 | A | A | A | A | A | Retired | 2017 | 12155168.7966 | 12155168.7966 | 12155168.7966 | 12155168.7966 | 12155168.7966 | 0
[6 empty] | 2018 | 16632735.5664 | 18538569.85 | 18538569.85 | 16632735.5664 | 16632735.5664 | 0 |  |  | 2018 | 6063966.1979 | B | A | A | B | B | Retired | 2018 | 5440567.8038 | 6063966.1979 | 6063966.1979 | 5440567.8038 | 5440567.8038 | 0 | 2018 | 12474603.6521 | B | A | A | B | B | Retired | 2018 | 11192167.7626 | 12474603.6521 | 12474603.6521 | 11192167.7626 | 11192167.7626 | 0
[6 empty] | 2019 | 16916012.2049 | 18854305.27 | 18854305.27 | 16916012.2049 | 16916012.2049 | 0 |  |  | 2019 | 6167243.2538 | B | A | A | B | B | Retired | 2019 | 5533227.5922 | 6167243.2538 | 6167243.2538 | 5533227.5922 | 5533227.5922 | 0 | 2019 | 12687062.0162 | B | A | A | B | B | Retired | 2019 | 11382784.6127 | 12687062.0162 | 12687062.0162 | 11382784.6127 | 11382784.6127 | 0
[6 empty] | 2020 | 17795841.4744 | 17795841.4744 | 19834948.31 | 17795841.4744 | 17795841.4744 | 0 |  |  | 2020 | 6488011.5922 | B | B | A | B | B | Retired | 2020 | 5821019.7463 | 5821019.7463 | 6488011.5922 | 5821019.7463 | 5821019.7463 | 0 | 2020 | 13346936.7178 | B | B | A | B | B | Retired | 2020 | 11974821.7281 | 11974821.7281 | 13346936.7178 | 11974821.7281 | 11974821.7281 | 0
[6 empty] | 2021 | 17896680.8075 | 17896680.8075 | 19947342.15 | 17896680.8075 | 17896680.8075 | 0 |  |  | 2021 | 6524775.6173 | B | B | A | B | B | Retired | 2021 | 5854004.2921 | 5854004.2921 | 6524775.6173 | 5854004.2921 | 5854004.2921 | 0 | 2021 | 13422566.5327 | B | B | A | B | B | Retired | 2021 | 12042676.5154 | 12042676.5154 | 13422566.5327 | 12042676.5154 | 12042676.5154 | 0
[6 empty] | 2022 | 18254614.4236 | 18254614.4236 | 18254614.4236 | 13310711.8116 | 13310711.8116 | 0 |  |  | 2022 | 6655271.1296 | B | B | B | Retired | Retired | Retired | 2022 | 5971084.378 | 5971084.378 | 5971084.378 | 0 | 0 | 0 | 2022 | 13691017.8634 | B | B | B | C | C | Retired | 2022 | 12283530.0457 | 12283530.0457 | 12283530.0457 | 13310711.8116 | 13310711.8116 | 0
[6 empty] | 2023 | 18619706.7121 | 18619706.7121 | 18619706.7121 | 13576926.0479 | 13576926.0479 | 0 |  |  | 2023 | 6788376.5522 | B | B | B | Retired | Retired | Retired | 2023 | 6090506.0655 | 6090506.0655 | 6090506.0655 | 0 | 0 | 0 | 2023 | 13964838.2207 | B | B | B | C | C | Retired | 2023 | 12529200.6466 | 12529200.6466 | 12529200.6466 | 13576926.0479 | 13576926.0479 | 0
[6 empty] | 2024 | 18992100.8463 | 18992100.8463 | 0 | 13848464.5688 | 13848464.5688 | 0 |  |  | 2024 | 6924144.0832 | B | B | Retired | Retired | Retired | Retired | 2024 | 6212316.1868 | 6212316.1868 | 0 | 0 | 0 | 0 | 2024 | 14244134.9851 | B | B | Retired | C | C | Retired | 2024 | 12779784.6595 | 12779784.6595 | 0 | 13848464.5688 | 13848464.5688 | 0
[6 empty] | 2025 | 19371942.8633 | 19371942.8633 | 0 | 0 | 14125433.8602 | 0 |  |  | 2025 | 7062626.9649 | B | B | Retired | Retired | Retired | Retired | 2025 | 6336562.5106 | 6336562.5106 | 0 | 0 | 0 | 0 | 2025 | 14529017.6848 | B | B | Retired | Retired | C | Retired | 2025 | 13035380.3527 | 13035380.3527 | 0 | 0 | 14125433.8602 | 0
[6 empty] | 2026 | 19759381.7205 | 0 | 0 | 0 | 14407942.5374 | 0 |  |  | 2026 | 7203879.5042 | B | Retired | Retired | Retired | Retired | Retired | 2026 | 6463293.7608 | 0 | 0 | 0 | 0 | 0 | 2026 | 14819598.0385 | B | Retired | Retired | Retired | C | Retired | 2026 | 13296087.9597 | 0 | 0 | 0 | 14407942.5374 | 0
[6 empty] | 2027 | 0 | 0 | 0 | 0 | 0 | 0 |  |  | 2027 | 7347957.0943 | Retired | Retired | Retired | Retired | Retired | Retired | 2027 | 0 | 0 | 0 | 0 | 0 | 0 | 2027 | 15115989.9992 | Retired | Retired | Retired | Retired | Retired | Retired | 2027 | 0 | 0 | 0 | 0 | 0 | 0
[6 empty] | 2028 | 0 | 0 | 0 | 0 | 0 | 0 |  |  | 2028 | 7494916.2362 | Retired | Retired | Retired | Retired | Retired | Retired | 2028 | 0 | 0 | 0 | 0 | 0 | 0 | 2028 | 15418309.7992 | Retired | Retired | Retired | Retired | Retired | Retired | 2028 | 0 | 0 | 0 | 0 | 0 | 0
[6 empty] | 2029 | 0 | 0 | 0 | 0 | 0 | 0 |  |  | 2029 | 7644814.5609 | Retired | Retired | Retired | Retired | Retired | Retired | 2029 | 0 | 0 | 0 | 0 | 0 | 0 | 2029 | 15726675.9952 | Retired | Retired | Retired | Retired | Retired | Retired | 2029 | 0 | 0 | 0 | 0 | 0 | 0
[6 empty] | 2030 | 0 | 0 | 0 | 0 | 0 | 0 |  |  | 2030 | 7797710.8521 | Retired | Retired | Retired | Retired | Retired | Retired | 2030 | 0 | 0 | 0 | 0 | 0 | 0 | 2030 | 16041209.5151 | Retired | Retired | Retired | Retired | Retired | Retired | 2030 | 0 | 0 | 0 | 0 | 0 | 0
[6 empty] | 2031 | 0 | 0 | 0 | 0 | 0 | 0 |  |  | 2031 | 7953665.0692 | Retired | Retired | Retired | Retired | Retired | Retired | 2031 | 0 | 0 | 0 | 0 | 0 | 0 | 2031 | 16362033.7054 | Retired | Retired | Retired | Retired | Retired | Retired | 2031 | 0 | 0 | 0 | 0 | 0 | 0
[6 empty] | 2032 | 0 | 0 | 0 | 0 | 0 | 0 |  |  | 2032 | 8112738.3705 | Retired | Retired | Retired | Retired | Retired | Retired | 2032 | 0 | 0 | 0 | 0 | 0 | 0 | 2032 | 16689274.3795 | Retired | Retired | Retired | Retired | Retired | Retired | 2032 | 0 | 0 | 0 | 0 | 0 | 0
[6 empty] | 2033 | 0 | 0 | 0 | 0 | 0 | 0 |  |  | 2033 | 8274993.138 | Retired | Retired | Retired | Retired | Retired | Retired | 2033 | 0 | 0 | 0 | 0 | 0 | 0 | 2033 | 17023059.8671 | Retired | Retired | Retired | Retired | Retired | Retired | 2033 | 0 | 0 | 0 | 0 | 0 | 0
[6 empty] | 2034 | 0 | 0 | 0 | 0 | 0 | 0 |  |  | 2034 | 8440493.0007 | Retired | Retired | Retired | Retired | Retired | Retired | 2034 | 0 | 0 | 0 | 0 | 0 | 0 | 2034 | 17363521.0645 | Retired | Retired | Retired | Retired | Retired | Retired | 2034 | 0 | 0 | 0 | 0 | 0 | 0
[6 empty] | 2035 | 0 | 0 | 0 | 0 | 0 | 0 |  |  | 2035 | 8609302.8607 | Retired | Retired | Retired | Retired | Retired | Retired | 2035 | 0 | 0 | 0 | 0 | 0 | 0 | 2035 | 17710791.4857 | Retired | Retired | Retired | Retired | Retired | Retired | 2035 | 0 | 0 | 0 | 0 | 0 | 0
[6 empty] | 2036 | 0 | 0 | 0 | 0 | 0 | 0 |  |  | 2036 | 8781488.9179 | Retired | Retired | Retired | Retired | Retired | Retired | 2036 | 0 | 0 | 0 | 0 | 0 | 0 | 2036 | 18065007.3155 | Retired | Retired | Retired | Retired | Retired | Retired | 2036 | 0 | 0 | 0 | 0 | 0 | 0
[6 empty] | 2037 | 0 | 0 | 0 | 0 | 0 | 0 |  |  | 2037 | 8957118.6963 | Retired | Retired | Retired | Retired | Retired | Retired | 2037 | 0 | 0 | 0 | 0 | 0 | 0 | 2037 | 18426307.4618 | Retired | Retired | Retired | Retired | Retired | Retired | 2037 | 0 | 0 | 0 | 0 | 0 | 0
[6 empty] | 2038 | 0 | 0 | 0 | 0 | 0 | 0 |  |  | 2038 | 9136261.0702 | Retired | Retired | Retired | Retired | Retired | Retired | 2038 | 0 | 0 | 0 | 0 | 0 | 0 | 2038 | 18794833.611 | Retired | Retired | Retired | Retired | Retired | Retired | 2038 | 0 | 0 | 0 | 0 | 0 | 0
[6 empty] | 2039 | 0 | 0 | 0 | 0 | 0 | 0 |  |  | 2039 | 9318986.2916 | Retired | Retired | Retired | Retired | Retired | Retired | 2039 | 0 | 0 | 0 | 0 | 0 | 0 | 2039 | 19170730.2832 | Retired | Retired | Retired | Retired | Retired | Retired | 2039 | 0 | 0 | 0 | 0 | 0 | 0
[6 empty] | 2040 | 0 | 0 | 0 | 0 | 0 | 0 |  |  | 2040 | 9505366.0175 | Retired | Retired | Retired | Retired | Retired | Retired | 2040 | 0 | 0 | 0 | 0 | 0 | 0 | 2040 | 19554144.8889 | Retired | Retired | Retired | Retired | Retired | Retired | 2040 | 0 | 0 | 0 | 0 | 0 | 0
[6 empty] | 2041 | 0 | 0 | 0 | 0 | 0 | 0 |  |  | 2041 | 9695473.3378 | Retired | Retired | Retired | Retired | Retired | Retired | 2041 | 0 | 0 | 0 | 0 | 0 | 0 | 2041 | 19945227.7867 | Retired | Retired | Retired | Retired | Retired | Retired | 2041 | 0 | 0 | 0 | 0 | 0 | 0
[6 empty] | 2042 | 0 | 0 | 0 | 0 | 0 | 0 |  |  | 2042 | 9889382.8046 | Retired | Retired | Retired | Retired | Retired | Retired | 2042 | 0 | 0 | 0 | 0 | 0 | 0 | 2042 | 20344132.3424 | Retired | Retired | Retired | Retired | Retired | Retired | 2042 | 0 | 0 | 0 | 0 | 0 | 0
[6 empty] | 2043 | 0 | 0 | 0 | 0 | 0 | 0 |  |  | 2043 | 10087170.4607 | Retired | Retired | Retired | Retired | Retired | Retired | 2043 | 0 | 0 | 0 | 0 | 0 | 0 | 2043 | 20751014.9892 | Retired | Retired | Retired | Retired | Retired | Retired | 2043 | 0 | 0 | 0 | 0 | 0 | 0
[6 empty] | 2044 | 0 | 0 | 0 | 0 | 0 | 0 |  |  | 2044 | 10288913.8699 | Retired | Retired | Retired | Retired | Retired | Retired | 2044 | 0 | 0 | 0 | 0 | 0 | 0 | 2044 | 21166035.289 | Retired | Retired | Retired | Retired | Retired | Retired | 2044 | 0 | 0 | 0 | 0 | 0 | 0
[6 empty] | 2045 | 0 | 0 | 0 | 0 | 0 | 0 |  |  | 2045 | 10494692.1473 | Retired | Retired | Retired | Retired | Retired | Retired | 2045 | 0 | 0 | 0 | 0 | 0 | 0 | 2045 | 21589355.9948 | Retired | Retired | Retired | Retired | Retired | Retired | 2045 | 0 | 0 | 0 | 0 | 0 | 0
[6 empty] | Total | 182302872.7589 | 166387618.3872 | 132113342.8557 | 128041228.6214 | 156574605.019 | 0
*Reduced operations percentages are contained on the "Fixed - Other" Tab
8: Fixed O&M - Other | [14 empty] | 1st Unit - Step 1 - Reduce baseline based on scenario | [7 empty] | 1st Unit - Step 2 - Single Unit Operation and Retirement | [6 empty] | 2nd Unit - Step 1 - Reduce baseline based on scenario | [7 empty] | 2nd Unit - Step 2 - Single Unit Operation and Retirement
[6 empty] | Year | 3 | 3A | 3B | 3C | 3D | 3E |  |  | Year | Baseline | 3 | 3A | 3B | 3C | 3D | 3E | Year | 3 | 3A | 3B | 3C | 3D | 3E | Year | Baseline | 3 | 3A | 3B | 3C | 3D | 3E | Year | 3 | 3A | 3B | 3C | 3D | 3E
[6 empty] | 2017 | 10696150.39 | 10696150.39 | 10696150.39 | 10696150.39 | 10696150.39 | 0 |  |  | 2017 | 4605762.3579 | 4605762.3579 | 4605762.3579 | 4605762.3579 | 4605762.3579 | 4605762.3579 | 4605762.3579 | 2017 | 4605762.3579 | 4605762.3579 | 4605762.3579 | 4605762.3579 | 4605762.3579 | 0 | 2017 | 6090388.0321 | 6090388.0321 | 6090388.0321 | 6090388.0321 | 6090388.0321 | 6090388.0321 | 6090388.0321 | 2017 | 6090388.0321 | 6090388.0321 | 6090388.0321 | 6090388.0321 | 6090388.0321 | 0
[6 empty] | 2018 | 9662034.564 | 10735593.96 | 10735593.96 | 9662034.564 | 9662034.564 | 0 |  |  | 2018 | 4622746.7592 | 4160472.0833 | 4622746.7592 | 4622746.7592 | 4160472.0833 | 4160472.0833 | 4622746.7592 | 2018 | 4160472.0833 | 4622746.7592 | 4622746.7592 | 4160472.0833 | 4160472.0833 | 0 | 2018 | 6112847.2008 | 5501562.4807 | 6112847.2008 | 6112847.2008 | 5501562.4807 | 5501562.4807 | 6112847.2008 | 2018 | 5501562.4807 | 6112847.2008 | 6112847.2008 | 5501562.4807 | 5501562.4807 | 0
[6 empty] | 2019 | 7321346.19 | 8134829.1 | 8134829.1 | 7321346.19 | 7321346.19 | 0 |  |  | 2019 | 3502857.4105 | 3152571.6694 | 3502857.4105 | 3502857.4105 | 3152571.6694 | 3152571.6694 | 3502857.4105 | 2019 | 3152571.6694 | 3502857.4105 | 3502857.4105 | 3152571.6694 | 3152571.6694 | 0 | 2019 | 4631971.6895 | 4168774.5206 | 4631971.6895 | 4631971.6895 | 4168774.5206 | 4168774.5206 | 4631971.6895 | 2019 | 4168774.5206 | 4631971.6895 | 4631971.6895 | 4168774.5206 | 4168774.5206 | 0
[6 empty] | 2020 | 9605548.62 | 9605548.62 | 10672831.8 | 9605548.62 | 9605548.62 | 0 |  |  | 2020 | 4595721.3731 | 4136149.2358 | 4136149.2358 | 4595721.3731 | 4136149.2358 | 4136149.2358 | 4595721.3731 | 2020 | 4136149.2358 | 4136149.2358 | 4595721.3731 | 4136149.2358 | 4136149.2358 | 0 | 2020 | 6077110.4269 | 5469399.3842 | 5469399.3842 | 6077110.4269 | 5469399.3842 | 5469399.3842 | 6077110.4269 | 2020 | 5469399.3842 | 5469399.3842 | 6077110.4269 | 5469399.3842 | 5469399.3842 | 0
[6 empty] | 2021 | 9173586.6 | 9173586.6 | 10192874 | 9173586.6 | 9173586.6 | 0 |  |  | 2021 | 4389051.5444 | 3950146.39 | 3950146.39 | 4389051.5444 | 3950146.39 | 3950146.39 | 4389051.5444 | 2021 | 3950146.39 | 3950146.39 | 4389051.5444 | 3950146.39 | 3950146.39 | 0 | 2021 | 5803822.4556 | 5223440.21 | 5223440.21 | 5803822.4556 | 5223440.21 | 5223440.21 | 5803822.4556 | 2021 | 5223440.21 | 5223440.21 | 5803822.4556 | 5223440.21 | 5223440.21 | 0
[6 empty] | 2022 | 9357058.332 | 9357058.332 | 9357058.332 | 5327909.0142 | 5327909.0142 | 0 |  |  | 2022 | 4476832.5753 | 4029149.3178 | 4029149.3178 | 4029149.3178 | 4029149.3178 | 4029149.3178 | 4476832.5753 | 2022 | 4029149.3178 | 4029149.3178 | 4029149.3178 | 0 | 0 | 0 | 2022 | 5919898.9047 | 5327909.0142 | 5327909.0142 | 5327909.0142 | 5327909.0142 | 5327909.0142 | 5919898.9047 | 2022 | 5327909.0142 | 5327909.0142 | 5327909.0142 | 5327909.0142 | 5327909.0142 | 0
[6 empty] | 2023 | 9544199.4986 | 9544199.4986 | 9544199.4986 | 5434467.1945 | 5434467.1945 | 0 |  |  | 2023 | 4566369.2268 | 4109732.3041 | 4109732.3041 | 4109732.3041 | 4109732.3041 | 4109732.3041 | 4566369.2268 | 2023 | 4109732.3041 | 4109732.3041 | 4109732.3041 | 0 | 0 | 0 | 2023 | 6038296.8828 | 5434467.1945 | 5434467.1945 | 5434467.1945 | 5434467.1945 | 5434467.1945 | 6038296.8828 | 2023 | 5434467.1945 | 5434467.1945 | 5434467.1945 | 5434467.1945 | 5434467.1945 | 0
[6 empty] | 2024 | 9735083.4886 | 9735083.4886 | 0 | 5543156.5384 | 5543156.5384 | 0 |  |  | 2024 | 4657696.6113 | 4191926.9502 | 4191926.9502 | 4191926.9502 | 4191926.9502 | 4191926.9502 | 4657696.6113 | 2024 | 4191926.9502 | 4191926.9502 | 0 | 0 | 0 | 0 | 2024 | 6159062.8205 | 5543156.5384 | 5543156.5384 | 5543156.5384 | 5543156.5384 | 5543156.5384 | 6159062.8205 | 2024 | 5543156.5384 | 5543156.5384 | 0 | 5543156.5384 | 5543156.5384 | 0
[6 empty] | 2025 | 9929785.1584 | 9929785.1584 | 0 | 0 | 5654019.6692 | 0 |  |  | 2025 | 4750850.5436 | 4275765.4892 | 4275765.4892 | 4275765.4892 | 4275765.4892 | 4275765.4892 | 4750850.5436 | 2025 | 4275765.4892 | 4275765.4892 | 0 | 0 | 0 | 0 | 2025 | 6282244.0769 | 5654019.6692 | 5654019.6692 | 5654019.6692 | 5654019.6692 | 5654019.6692 | 6282244.0769 | 2025 | 5654019.6692 | 5654019.6692 | 0 | 0 | 5654019.6692 | 0
[6 empty] | 2026 | 10128380.8616 | 0 | 0 | 0 | 5767100.0626 | 0 |  |  | 2026 | 4845867.5544 | 4361280.799 | 4361280.799 | 4361280.799 | 4361280.799 | 4361280.799 | 4845867.5544 | 2026 | 4361280.799 | 0 | 0 | 0 | 0 | 0 | 2026 | 6407888.9584 | 5767100.0626 | 5767100.0626 | 5767100.0626 | 5767100.0626 | 5767100.0626 | 6407888.9584 | 2026 | 5767100.0626 | 0 | 0 | 0 | 5767100.0626 | 0
[6 empty] | 2027 | 0 | 0 | 0 | 0 | 0 | 0 |  |  | 2027 | 4942784.9055 | 4448506.415 | 4448506.415 | 4448506.415 | 4448506.415 | 4448506.415 | 4942784.9055 | 2027 | 0 | 0 | 0 | 0 | 0 | 0 | 2027 | 6536046.7376 | 5882442.0638 | 5882442.0638 | 5882442.0638 | 5882442.0638 | 5882442.0638 | 6536046.7376 | 2027 | 0 | 0 | 0 | 0 | 0 | 0
[6 empty] | 2028 | 0 | 0 | 0 | 0 | 0 | 0 |  |  | 2028 | 5041640.6036 | 4537476.5433 | 4537476.5433 | 4537476.5433 | 4537476.5433 | 4537476.5433 | 5041640.6036 | 2028 | 0 | 0 | 0 | 0 | 0 | 0 | 2028 | 6666767.6723 | 6000090.9051 | 6000090.9051 | 6000090.9051 | 6000090.9051 | 6000090.9051 | 6666767.6723 | 2028 | 0 | 0 | 0 | 0 | 0 | 0
[6 empty] | 2029 | 0 | 0 | 0 | 0 | 0 | 0 |  |  | 2029 | 5142473.4157 | 4628226.0741 | 4628226.0741 | 4628226.0741 | 4628226.0741 | 4628226.0741 | 5142473.4157 | 2029 | 0 | 0 | 0 | 0 | 0 | 0 | 2029 | 6800103.0258 | 6120092.7232 | 6120092.7232 | 6120092.7232 | 6120092.7232 | 6120092.7232 | 6800103.0258 | 2029 | 0 | 0 | 0 | 0 | 0 | 0
[6 empty] | 2030 | 0 | 0 | 0 | 0 | 0 | 0 |  |  | 2030 | 5245322.884 | 4720790.5956 | 4720790.5956 | 4720790.5956 | 4720790.5956 | 4720790.5956 | 5245322.884 | 2030 | 0 | 0 | 0 | 0 | 0 | 0 | 2030 | 6936105.0863 | 6242494.5777 | 6242494.5777 | 6242494.5777 | 6242494.5777 | 6242494.5777 | 6936105.0863 | 2030 | 0 | 0 | 0 | 0 | 0 | 0
[6 empty] | 2031 | 0 | 0 | 0 | 0 | 0 | 0 |  |  | 2031 | 5350229.3417 | 4815206.4075 | 4815206.4075 | 4815206.4075 | 4815206.4075 | 4815206.4075 | 5350229.3417 | 2031 | 0 | 0 | 0 | 0 | 0 | 0 | 2031 | 7074827.188 | 6367344.4692 | 6367344.4692 | 6367344.4692 | 6367344.4692 | 6367344.4692 | 7074827.188 | 2031 | 0 | 0 | 0 | 0 | 0 | 0
[6 empty] | 2032 | 0 | 0 | 0 | 0 | 0 | 0 |  |  | 2032 | 5457233.9285 | 4911510.5357 | 4911510.5357 | 4911510.5357 | 4911510.5357 | 4911510.5357 | 5457233.9285 | 2032 | 0 | 0 | 0 | 0 | 0 | 0 | 2032 | 7216323.7318 | 6494691.3586 | 6494691.3586 | 6494691.3586 | 6494691.3586 | 6494691.3586 | 7216323.7318 | 2032 | 0 | 0 | 0 | 0 | 0 | 0
[6 empty] | 2033 | 0 | 0 | 0 | 0 | 0 | 0 |  |  | 2033 | 5566378.6071 | 5009740.7464 | 5009740.7464 | 5009740.7464 | 5009740.7464 | 5009740.7464 | 5566378.6071 | 2033 | 0 | 0 | 0 | 0 | 0 | 0 | 2033 | 7360650.2064 | 6624585.1858 | 6624585.1858 | 6624585.1858 | 6624585.1858 | 6624585.1858 | 7360650.2064 | 2033 | 0 | 0 | 0 | 0 | 0 | 0
[6 empty] | 2034 | 0 | 0 | 0 | 0 | 0 | 0 |  |  | 2034 | 5677706.1792 | 5109935.5613 | 5109935.5613 | 5109935.5613 | 5109935.5613 | 5109935.5613 | 5677706.1792 | 2034 | 0 | 0 | 0 | 0 | 0 | 0 | 2034 | 7507863.2105 | 6757076.8895 | 6757076.8895 | 6757076.8895 | 6757076.8895 | 6757076.8895 | 7507863.2105 | 2034 | 0 | 0 | 0 | 0 | 0 | 0
[6 empty] | 2035 | 0 | 0 | 0 | 0 | 0 | 0 |  |  | 2035 | 5791260.3028 | 5212134.2725 | 5212134.2725 | 5212134.2725 | 5212134.2725 | 5212134.2725 | 5791260.3028 | 2035 | 0 | 0 | 0 | 0 | 0 | 0 | 2035 | 7658020.4748 | 6892218.4273 | 6892218.4273 | 6892218.4273 | 6892218.4273 | 6892218.4273 | 7658020.4748 | 2035 | 0 | 0 | 0 | 0 | 0 | 0
[6 empty] | 2036 | 0 | 0 | 0 | 0 | 0 | 0 |  |  | 2036 | 5907085.5089 | 5316376.958 | 5316376.958 | 5316376.958 | 5316376.958 | 5316376.958 | 5907085.5089 | 2036 | 0 | 0 | 0 | 0 | 0 | 0 | 2036 | 7811180.8842 | 7030062.7958 | 7030062.7958 | 7030062.7958 | 7030062.7958 | 7030062.7958 | 7811180.8842 | 2036 | 0 | 0 | 0 | 0 | 0 | 0
[6 empty] | 2037 | 0 | 0 | 0 | 0 | 0 | 0 |  |  | 2037 | 6025227.2191 | 5422704.4972 | 5422704.4972 | 5422704.4972 | 5422704.4972 | 5422704.4972 | 6025227.2191 | 2037 | 0 | 0 | 0 | 0 | 0 | 0 | 2037 | 7967404.5019 | 7170664.0517 | 7170664.0517 | 7170664.0517 | 7170664.0517 | 7170664.0517 | 7967404.5019 | 2037 | 0 | 0 | 0 | 0 | 0 | 0
[6 empty] | 2038 | 0 | 0 | 0 | 0 | 0 | 0 |  |  | 2038 | 6145731.7634 | 5531158.5871 | 5531158.5871 | 5531158.5871 | 5531158.5871 | 5531158.5871 | 6145731.7634 | 2038 | 0 | 0 | 0 | 0 | 0 | 0 | 2038 | 8126752.592 | 7314077.3328 | 7314077.3328 | 7314077.3328 | 7314077.3328 | 7314077.3328 | 8126752.592 | 2038 | 0 | 0 | 0 | 0 | 0 | 0
[6 empty] | 2039 | 0 | 0 | 0 | 0 | 0 | 0 |  |  | 2039 | 6268646.3987 | 5641781.7588 | 5641781.7588 | 5641781.7588 | 5641781.7588 | 5641781.7588 | 6268646.3987 | 2039 | 0 | 0 | 0 | 0 | 0 | 0 | 2039 | 8289287.6438 | 7460358.8794 | 7460358.8794 | 7460358.8794 | 7460358.8794 | 7460358.8794 | 8289287.6438 | 2039 | 0 | 0 | 0 | 0 | 0 | 0
[6 empty] | 2040 | 0 | 0 | 0 | 0 | 0 | 0 |  |  | 2040 | 6394019.3267 | 5754617.394 | 5754617.394 | 5754617.394 | 5754617.394 | 5754617.394 | 6394019.3267 | 2040 | 0 | 0 | 0 | 0 | 0 | 0 | 2040 | 8455073.3967 | 7609566.057 | 7609566.057 | 7609566.057 | 7609566.057 | 7609566.057 | 8455073.3967 | 2040 | 0 | 0 | 0 | 0 | 0 | 0
[6 empty] | 2041 | 0 | 0 | 0 | 0 | 0 | 0 |  |  | 2041 | 6521899.7132 | 5869709.7419 | 5869709.7419 | 5869709.7419 | 5869709.7419 | 5869709.7419 | 6521899.7132 | 2041 | 0 | 0 | 0 | 0 | 0 | 0 | 2041 | 8624174.8646 | 7761757.3782 | 7761757.3782 | 7761757.3782 | 7761757.3782 | 7761757.3782 | 8624174.8646 | 2041 | 0 | 0 | 0 | 0 | 0 | 0
[6 empty] | 2042 | 0 | 0 | 0 | 0 | 0 | 0 |  |  | 2042 | 6652337.7075 | 5987103.9367 | 5987103.9367 | 5987103.9367 | 5987103.9367 | 5987103.9367 | 6652337.7075 | 2042 | 0 | 0 | 0 | 0 | 0 | 0 | 2042 | 8796658.3619 | 7916992.5257 | 7916992.5257 | 7916992.5257 | 7916992.5257 | 7916992.5257 | 8796658.3619 | 2042 | 0 | 0 | 0 | 0 | 0 | 0
[6 empty] | 2043 | 0 | 0 | 0 | 0 | 0 | 0 |  |  | 2043 | 6785384.4616 | 6106846.0155 | 6106846.0155 | 6106846.0155 | 6106846.0155 | 6106846.0155 | 6785384.4616 | 2043 | 0 | 0 | 0 | 0 | 0 | 0 | 2043 | 8972591.5292 | 8075332.3762 | 8075332.3762 | 8075332.3762 | 8075332.3762 | 8075332.3762 | 8972591.5292 | 2043 | 0 | 0 | 0 | 0 | 0 | 0
[6 empty] | 2044 | 0 | 0 | 0 | 0 | 0 | 0 |  |  | 2044 | 6921092.1509 | 6228982.9358 | 6228982.9358 | 6228982.9358 | 6228982.9358 | 6228982.9358 | 6921092.1509 | 2044 | 0 | 0 | 0 | 0 | 0 | 0 | 2044 | 9152043.3597 | 8236839.0238 | 8236839.0238 | 8236839.0238 | 8236839.0238 | 8236839.0238 | 9152043.3597 | 2044 | 0 | 0 | 0 | 0 | 0 | 0
[6 empty] | 2045 | 0 | 0 | 0 | 0 | 0 | 0 |  |  | 2045 | 7059513.9939 | 6353562.5945 | 6353562.5945 | 6353562.5945 | 6353562.5945 | 6353562.5945 | 7059513.9939 | 2045 | 0 | 0 | 0 | 0 | 0 | 0 | 2045 | 9335084.2269 | 8401575.8042 | 8401575.8042 | 8401575.8042 | 8401575.8042 | 8401575.8042 | 9335084.2269 | 2045 | 0 | 0 | 0 | 0 | 0 | 0
[6 empty] | Total | 95153173.7032 | 86911835.1476 | 69333537.0806 | 62764199.1112 | 74185318.8429 | 0
9: Variable O&M
[15 empty] | 1st Unit - Step 1 - Reduce baseline based on NCF | [7 empty] | 1st Unit - Step 2 - Convert MWh to Dollars | [6 empty] | 2nd Unit - Step 1 - Reduce baseline based on NCF | [7 empty] | 2nd Unit - Step 2 - Convert MWh to Dollars | [6 empty] | Increase in water costs after construction of Jones Pipeline
[6 empty] | Year | 3 | 3A | 3B | 3C | 3D | 3E |  |  | Year | Baseline | 3 | 3A | 3B | 3C | 3D | 3E | Year | 3 | 3A | 3B | 3C | 3D | 3E | Year | Baseline | 3 | 3A | 3B | 3C | 3D | 3E | Year | 3 | 3A | 3B | 3C | 3D | 3E | Year | 3 | 3A | 3B | 3C | 3D | 3E
[6 empty] | 2017 | 2076817 | 2076817 | 2076817 | 2076817 | 2076817 | 0 |  |  | 2017 | 0.26626 | 3899952 | 3899952 | 3899952 | 3899952 | 3899952 | 0 | 2017 | 1038408.5 | 1038408.5 | 1038408.5 | 1038408.5 | 1038408.5 | 0 | 2017 | 0.26626 | 3899952 | 3899952 | 3899952 | 3899952 | 3899952 | 0 | 2017 | 1038408.5 | 1038408.5 | 1038408.5 | 1038408.5 | 1038408.5 | 0 | 2017 | 0 | 0 | 0 | 0 | 0 | 0
[6 empty] | 2018 | 1297086.9048 | 2179106 | 2179106 | 1297086.9048 | 1297086.9048 | 0 |  |  | 2018 | 0.27938 | 2321400 | 3899952 | 3899952 | 2321400 | 2321400 | 0 | 2018 | 648543.4524 | 1089553 | 1089553 | 648543.4524 | 648543.4524 | 0 | 2018 | 0.27938 | 2321400 | 3899952 | 3899952 | 2321400 | 2321400 | 0 | 2018 | 648543.4524 | 1089553 | 1089553 | 648543.4524 | 648543.4524 | 0 | 2018 | 0 | 0 | 0 | 0 | 0 | 0
[6 empty] | 2019 | 1673902.381 | 2812156 | 2812156 | 1673902.381 | 1673902.381 | 0 |  |  | 2019 | 0.36054 | 2321400 | 3899952 | 3899952 | 2321400 | 2321400 | 0 | 2019 | 836951.1905 | 1406078 | 1406078 | 836951.1905 | 836951.1905 | 0 | 2019 | 0.36054 | 2321400 | 3899952 | 3899952 | 2321400 | 2321400 | 0 | 2019 | 836951.1905 | 1406078 | 1406078 | 836951.1905 | 836951.1905 | 0 | 2019 | 0 | 0 | 0 | 0 | 0 | 0
[6 empty] | 2020 | 1727308.9286 | 1727308.9286 | 2901879 | 1727308.9286 | 1727308.9286 | 0 |  |  | 2020 | 0.37204 | 2321400 | 2321400 | 3899952 | 2321400 | 2321400 | 0 | 2020 | 863654.4643 | 863654.4643 | 1450939.5 | 863654.4643 | 863654.4643 | 0 | 2020 | 0.37204 | 2321400 | 2321400 | 3899952 | 2321400 | 2321400 | 0 | 2020 | 863654.4643 | 863654.4643 | 1450939.5 | 863654.4643 | 863654.4643 | 0 | 2020 | 0 | 0 | 0 | 0 | 0 | 0
[6 empty] | 2021 | 1794477.381 | 1794477.381 | 3014722 | 1794477.381 | 1794477.381 | 0 |  |  | 2021 | 0.38651 | 2321400 | 2321400 | 3899952 | 2321400 | 2321400 | 0 | 2021 | 897238.6905 | 897238.6905 | 1507361 | 897238.6905 | 897238.6905 | 0 | 2021 | 0.38651 | 2321400 | 2321400 | 3899952 | 2321400 | 2321400 | 0 | 2021 | 897238.6905 | 897238.6905 | 1507361 | 897238.6905 | 897238.6905 | 0 | 2021 | 0 | 0 | 0 | 0 | 0 | 0
[6 empty] | 2022 | 1830366.9286 | 1830366.9286 | 1830366.9286 | 915183.4643 | 915183.4643 | 0 |  |  | 2022 | 0.39424 | 2321400 | 2321400 | 2321400 | 0 | 0 | 0 | 2022 | 915183.4643 | 915183.4643 | 915183.4643 | 0 | 0 | 0 | 2022 | 0.39424 | 2321400 | 2321400 | 2321400 | 2321400 | 2321400 | 0 | 2022 | 915183.4643 | 915183.4643 | 915183.4643 | 915183.4643 | 915183.4643 | 0 | 2022 | 0 | 0 | 0 | 0 | 0 | 0
[6 empty] | 2023 | 1866974.2671 | 1866974.2671 | 1866974.2671 | 933487.1336 | 933487.1336 | 0 |  |  | 2023 | 0.40212 | 2321400 | 2321400 | 2321400 | 0 | 0 | 0 | 2023 | 933487.1336 | 933487.1336 | 933487.1336 | 0 | 0 | 0 | 2023 | 0.40212 | 2321400 | 2321400 | 2321400 | 2321400 | 2321400 | 0 | 2023 | 933487.1336 | 933487.1336 | 933487.1336 | 933487.1336 | 933487.1336 | 0 | 2023 | 0 | 0 | 0 | 0 | 0 | 0
[6 empty] | 2024 | 1904313.7525 | 1904313.7525 | 0 | 952156.8762 | 952156.8762 | 0 |  |  | 2024 | 0.41016 | 2321400 | 2321400 | 0 | 0 | 0 | 0 | 2024 | 952156.8762 | 952156.8762 | 0 | 0 | 0 | 0 | 2024 | 0.41016 | 2321400 | 2321400 | 0 | 2321400 | 2321400 | 0 | 2024 | 952156.8762 | 952156.8762 | 0 | 952156.8762 | 952156.8762 | 0 | 2024 | 0 | 0 | 0 | 0 | 0 | 0
[6 empty] | 2025 | 1942400.0275 | 1942400.0275 | 0 | 0 | 971200.0138 | 0 |  |  | 2025 | 0.41837 | 2321400 | 2321400 | 0 | 0 | 0 | 0 | 2025 | 971200.0138 | 971200.0138 | 0 | 0 | 0 | 0 | 2025 | 0.41837 | 2321400 | 2321400 | 0 | 0 | 2321400 | 0 | 2025 | 971200.0138 | 971200.0138 | 0 | 0 | 971200.0138 | 0 | 2025 | 0 | 0 | 0 | 0 | 0 | 0
[6 empty] | 2026 | 1981248.0281 | 0 | 0 | 0 | 990624.014 | 0 |  |  | 2026 | 0.42674 | 2321400 | 0 | 0 | 0 | 0 | 0 | 2026 | 990624.014 | 0 | 0 | 0 | 0 | 0 | 2026 | 0.42674 | 2321400 | 0 | 0 | 0 | 2321400 | 0 | 2026 | 990624.014 | 0 | 0 | 0 | 990624.014 | 0 | 2026 | 0 | 0 | 0 | 0 | 0 | 0
[6 empty] | 2027 | 0 | 0 | 0 | 0 | 0 | 0 |  |  | 2027 | 0.43527 | 0 | 0 | 0 | 0 | 0 | 0 | 2027 | 0 | 0 | 0 | 0 | 0 | 0 | 2027 | 0.43527 | 0 | 0 | 0 | 0 | 0 | 0 | 2027 | 0 | 0 | 0 | 0 | 0 | 0 | 2027 | 0 | 0 | 0 | 0 | 0 | 0
[6 empty] | 2028 | 0 | 0 | 0 | 0 | 0 | 0 |  |  | 2028 | 0.44398 | 0 | 0 | 0 | 0 | 0 | 0 | 2028 | 0 | 0 | 0 | 0 | 0 | 0 | 2028 | 0.44398 | 0 | 0 | 0 | 0 | 0 | 0 | 2028 | 0 | 0 | 0 | 0 | 0 | 0 | 2028 | 0 | 0 | 0 | 0 | 0 | 0
[6 empty] | 2029 | 0 | 0 | 0 | 0 | 0 | 0 |  |  | 2029 | 0.45286 | 0 | 0 | 0 | 0 | 0 | 0 | 2029 | 0 | 0 | 0 | 0 | 0 | 0 | 2029 | 0.45286 | 0 | 0 | 0 | 0 | 0 | 0 | 2029 | 0 | 0 | 0 | 0 | 0 | 0 | 2029 | 0 | 0 | 0 | 0 | 0 | 0
[6 empty] | 2030 | 0 | 0 | 0 | 0 | 0 | 0 |  |  | 2030 | 0.46191 | 0 | 0 | 0 | 0 | 0 | 0 | 2030 | 0 | 0 | 0 | 0 | 0 | 0 | 2030 | 0.46191 | 0 | 0 | 0 | 0 | 0 | 0 | 2030 | 0 | 0 | 0 | 0 | 0 | 0 | 2030 | 0 | 0 | 0 | 0 | 0 | 0
[6 empty] | 2031 | 0 | 0 | 0 | 0 | 0 | 0 |  |  | 2031 | 0.47115 | 0 | 0 | 0 | 0 | 0 | 0 | 2031 | 0 | 0 | 0 | 0 | 0 | 0 | 2031 | 0.47115 | 0 | 0 | 0 | 0 | 0 | 0 | 2031 | 0 | 0 | 0 | 0 | 0 | 0 | 2031 | 0 | 0 | 0 | 0 | 0 | 0
[6 empty] | 2032 | 0 | 0 | 0 | 0 | 0 | 0 |  |  | 2032 | 0.48057 | 0 | 0 | 0 | 0 | 0 | 0 | 2032 | 0 | 0 | 0 | 0 | 0 | 0 | 2032 | 0.48057 | 0 | 0 | 0 | 0 | 0 | 0 | 2032 | 0 | 0 | 0 | 0 | 0 | 0 | 2032 | 0 | 0 | 0 | 0 | 0 | 0
[6 empty] | 2033 | 0 | 0 | 0 | 0 | 0 | 0 |  |  | 2033 | 0.49019 | 0 | 0 | 0 | 0 | 0 | 0 | 2033 | 0 | 0 | 0 | 0 | 0 | 0 | 2033 | 0.49019 | 0 | 0 | 0 | 0 | 0 | 0 | 2033 | 0 | 0 | 0 | 0 | 0 | 0 | 2033 | 0 | 0 | 0 | 0 | 0 | 0
[6 empty] | 2034 | 0 | 0 | 0 | 0 | 0 | 0 |  |  | 2034 | 0.49999 | 0 | 0 | 0 | 0 | 0 | 0 | 2034 | 0 | 0 | 0 | 0 | 0 | 0 | 2034 | 0.49999 | 0 | 0 | 0 | 0 | 0 | 0 | 2034 | 0 | 0 | 0 | 0 | 0 | 0 | 2034 | 0 | 0 | 0 | 0 | 0 | 0
[6 empty] | 2035 | 0 | 0 | 0 | 0 | 0 | 0 |  |  | 2035 | 0.50999 | 0 | 0 | 0 | 0 | 0 | 0 | 2035 | 0 | 0 | 0 | 0 | 0 | 0 | 2035 | 0.50999 | 0 | 0 | 0 | 0 | 0 | 0 | 2035 | 0 | 0 | 0 | 0 | 0 | 0 | 2035 | 0 | 0 | 0 | 0 | 0 | 0
[6 empty] | 2036 | 0 | 0 | 0 | 0 | 0 | 0 |  |  | 2036 | 0.52019 | 0 | 0 | 0 | 0 | 0 | 0 | 2036 | 0 | 0 | 0 | 0 | 0 | 0 | 2036 | 0.52019 | 0 | 0 | 0 | 0 | 0 | 0 | 2036 | 0 | 0 | 0 | 0 | 0 | 0 | 2036 | 0 | 0 | 0 | 0 | 0 | 0
[6 empty] | 2037 | 0 | 0 | 0 | 0 | 0 | 0 |  |  | 2037 | 0.53059 | 0 | 0 | 0 | 0 | 0 | 0 | 2037 | 0 | 0 | 0 | 0 | 0 | 0 | 2037 | 0.53059 | 0 | 0 | 0 | 0 | 0 | 0 | 2037 | 0 | 0 | 0 | 0 | 0 | 0 | 2037 | 0 | 0 | 0 | 0 | 0 | 0
[6 empty] | 2038 | 0 | 0 | 0 | 0 | 0 | 0 |  |  | 2038 | 0.5412 | 0 | 0 | 0 | 0 | 0 | 0 | 2038 | 0 | 0 | 0 | 0 | 0 | 0 | 2038 | 0.5412 | 0 | 0 | 0 | 0 | 0 | 0 | 2038 | 0 | 0 | 0 | 0 | 0 | 0 | 2038 | 0 | 0 | 0 | 0 | 0 | 0
[6 empty] | 2039 | 0 | 0 | 0 | 0 | 0 | 0 |  |  | 2039 | 0.55203 | 0 | 0 | 0 | 0 | 0 | 0 | 2039 | 0 | 0 | 0 | 0 | 0 | 0 | 2039 | 0.55203 | 0 | 0 | 0 | 0 | 0 | 0 | 2039 | 0 | 0 | 0 | 0 | 0 | 0 | 2039 | 0 | 0 | 0 | 0 | 0 | 0
[6 empty] | 2040 | 0 | 0 | 0 | 0 | 0 | 0 |  |  | 2040 | 0.56307 | 0 | 0 | 0 | 0 | 0 | 0 | 2040 | 0 | 0 | 0 | 0 | 0 | 0 | 2040 | 0.56307 | 0 | 0 | 0 | 0 | 0 | 0 | 2040 | 0 | 0 | 0 | 0 | 0 | 0 | 2040 | 0 | 0 | 0 | 0 | 0 | 0
[6 empty] | 2041 | 0 | 0 | 0 | 0 | 0 | 0 |  |  | 2041 | 0.57433 | 0 | 0 | 0 | 0 | 0 | 0 | 2041 | 0 | 0 | 0 | 0 | 0 | 0 | 2041 | 0.57433 | 0 | 0 | 0 | 0 | 0 | 0 | 2041 | 0 | 0 | 0 | 0 | 0 | 0 | 2041 | 0 | 0 | 0 | 0 | 0 | 0
[6 empty] | 2042 | 0 | 0 | 0 | 0 | 0 | 0 |  |  | 2042 | 0.58582 | 0 | 0 | 0 | 0 | 0 | 0 | 2042 | 0 | 0 | 0 | 0 | 0 | 0 | 2042 | 0.58582 | 0 | 0 | 0 | 0 | 0 | 0 | 2042 | 0 | 0 | 0 | 0 | 0 | 0 | 2042 | 0 | 0 | 0 | 0 | 0 | 0
[6 empty] | 2043 | 0 | 0 | 0 | 0 | 0 | 0 |  |  | 2043 | 0.59753 | 0 | 0 | 0 | 0 | 0 | 0 | 2043 | 0 | 0 | 0 | 0 | 0 | 0 | 2043 | 0.59753 | 0 | 0 | 0 | 0 | 0 | 0 | 2043 | 0 | 0 | 0 | 0 | 0 | 0 | 2043 | 0 | 0 | 0 | 0 | 0 | 0
[6 empty] | 2044 | 0 | 0 | 0 | 0 | 0 | 0 |  |  | 2044 | 0.60948 | 0 | 0 | 0 | 0 | 0 | 0 | 2044 | 0 | 0 | 0 | 0 | 0 | 0 | 2044 | 0.60948 | 0 | 0 | 0 | 0 | 0 | 0 | 2044 | 0 | 0 | 0 | 0 | 0 | 0 | 2044 | 0 | 0 | 0 | 0 | 0 | 0
[6 empty] | 2045 | 0 | 0 | 0 | 0 | 0 | 0 |  |  | 2045 | 0.62167 | 0 | 0 | 0 | 0 | 0 | 0 | 2045 | 0 | 0 | 0 | 0 | 0 | 0 | 2045 | 0.62167 | 0 | 0 | 0 | 0 | 0 | 0 | 2045 | 0 | 0 | 0 | 0 | 0 | 0 | 2045 | 0 | 0 | 0 | 0 | 0 | 0
[6 empty] | Total | 18094895.5991 | 18133920.2853 | 16682021.1957 | 11370420.0693 | 13332244.0971 | 0

## Scenario 4
CALCULATIONS ONLY >>>>>>>>>
1: Scenario Information
[6 empty] | Capacity Factor |  | Derated CT |  | Annual MWh |  | Derated Annual MWh
ID: | Scenario Type |  |  |  |  | Unit 1 | Unit 2 | Unit 1 | Unit 2 | Unit 1 | Unit 2 | Unit 1 | Unit 2
4 | Summer Peaking (400MW 8 hrs, 230MW 16 hrs, 230MW off-peak) |  |  |  |  | 84% | 84% | 47% | 47% | 3899952 | 3899952 | 2182116 | 2182116
2: Sensitivity Information
[9 empty] | *Leave blank if N/A |  | *Do not delete
|  | Pipeline |  | Hybrid Cooling |  |  | Retirement Date |  | Reduced Operations |  | Reduced Operations
ID: | Scenario Description | Yes/No | COD | Yes/No | COD | Water Option | Unit 1 | Unit 2 | Unit 1 | Unit 2 | Unit 1 | Unit 2
4 | Summer Peaking (2018 start) | No |  | No |  | Scenario 4 | 2026 | 2026 | 2018 | 2018 | 2018 | 2018
4A | Summer Peaking (2020 start) | No |  | No |  | Scenario 4A | 2025 | 2025 | 2020 | 2020 | 2020 | 2020
4B | Summer Peaking (2022 start) | No |  | No |  | Scenario 4B | 2024 | 2024 | 2022 | 2022 | 2022 | 2022
4C | Summer Peaking (2018 start) | No |  | No |  | Scenario 4C | 2021 | 2024 | 2018 | 2018 | 2018 | 2018
4D | Summer Peaking (2020 start) | No |  | No |  | Scenario 4D | 2021 | 2030 | 2020 | 2020 | 2020 | 2020
4E | Blank | [9 empty] | 0 | 0
3: On-Going CapX - Managed Decline
Index
| Summer Peaking (400MW 8 hrs, 230MW 16 hrs, 230MW off-peak) |  |  |  |  | 5
| Managed Decline |  |  |  |  | Percentage
| 4 Years before end of Operation |  |  |  |  | 72.5%
| 3 Years before end of Operation |  |  |  |  | 48.6%
| 2 Years before end of Operation |  |  |  |  | 21.4%
| Year of Retirement |  |  |  |  | 3.97%
4: Fixed O&M Labor Reduction (single unit operation calculated with retirment dates)
| Increase contract labor after O&M Labor Reduction |  |  |  |  | 10%
5: On-Going CapX - Calculations | [14 empty] | 1st Unit - Step 1 - Reduce baseline based on scenario | [7 empty] | 1st Unit - Step 2 - Managed decline and retirement adjustments | [6 empty] | 2nd Unit - Step 1 - Reduce baseline based on scenario | [7 empty] | 2nd Unit - Step 2 - Managed decline and retirement adjustments
[6 empty] | Year | 4 | 4A | 4B | 4C | 4D | 4E |  |  | Year | Baseline | 4 | 4A | 4B | 4C | 4D | 4E | Year | 4 | 4A | 4B | 4C | 4D | 4E | Year | Baseline | 4 | 4A | 4B | 4C | 4D | 4E | Year | 4 | 4A | 4B | 4C | 4D | 4E
[6 empty] | 2017 | 18803258.5 | 18803258.5 | 18803258.5 | 18803258.5 | 18803258.5 | 0 |  |  | 2017 | 5101701.2425 | 5101701.2425 | 5101701.2425 | 5101701.2425 | 5101701.2425 | 5101701.2425 | 5101701.2425 | 2017 | 5101701.2425 | 5101701.2425 | 5101701.2425 | 5101701.2425 | 5101701.2425 | 0 | 2017 | 13701557.2575 | 13701557.2575 | 13701557.2575 | 13701557.2575 | 13701557.2575 | 13701557.2575 | 13701557.2575 | 2017 | 13701557.2575 | 13701557.2575 | 13701557.2575 | 13701557.2575 | 13701557.2575 | 0
[6 empty] | 2018 | 13964142.213 | 15515713.57 | 15515713.57 | 11702246.2984 | 12339920.3161 | 0 |  |  | 2018 | 9138973.3925 | 8225076.0532 | 9138973.3925 | 9138973.3925 | 8225076.0532 | 9138973.3925 | 9138973.3925 | 2018 | 8225076.0532 | 9138973.3925 | 9138973.3925 | 5963180.1386 | 5963180.1386 | 0 | 2018 | 6376740.1775 | 5739066.1598 | 6376740.1775 | 6376740.1775 | 5739066.1598 | 6376740.1775 | 6376740.1775 | 2018 | 5739066.1598 | 6376740.1775 | 6376740.1775 | 5739066.1598 | 6376740.1775 | 0
[6 empty] | 2019 | 9320316.435 | 10355907.15 | 10355907.15 | 7561353.4109 | 8216710.0092 | 0 |  |  | 2019 | 3802341.1675 | 3422107.0507 | 3802341.1675 | 3802341.1675 | 3422107.0507 | 3802341.1675 | 3802341.1675 | 2019 | 3422107.0507 | 3802341.1675 | 3802341.1675 | 1663144.0267 | 1663144.0267 | 0 | 2019 | 6553565.9825 | 5898209.3843 | 6553565.9825 | 6553565.9825 | 5898209.3843 | 6553565.9825 | 6553565.9825 | 2019 | 5898209.3843 | 6553565.9825 | 6553565.9825 | 5898209.3843 | 6553565.9825 | 0
[6 empty] | 2020 | 15020746.569 | 15020746.569 | 16689718.41 | 10660390.3091 | 10660390.3091 | 0 |  |  | 2020 | 6163918.9425 | 5547527.0482 | 5547527.0482 | 6163918.9425 | 5547527.0482 | 5547527.0482 | 6163918.9425 | 2020 | 5547527.0482 | 5547527.0482 | 6163918.9425 | 1187170.7883 | 1187170.7883 | 0 | 2020 | 10525799.4675 | 9473219.5208 | 9473219.5208 | 10525799.4675 | 9473219.5208 | 9473219.5208 | 10525799.4675 | 2020 | 9473219.5208 | 9473219.5208 | 10525799.4675 | 9473219.5208 | 9473219.5208 | 0
[6 empty] | 2021 | 13287613.7845 | 13287613.7845 | 9933105.3696 | 3076142.7119 | 4098865.2018 | 0 |  |  | 2021 | 10631803.2359 | 9568622.9124 | 9568622.9124 | 10631803.2359 | 9568622.9124 | 9568622.9124 | 10631803.2359 | 2021 | 9568622.9124 | 9568622.9124 | 6937251.6115 | 379874.3296 | 379874.3296 | 0 | 2021 | 4132212.0801 | 3718990.8721 | 3718990.8721 | 4132212.0801 | 3718990.8721 | 3718990.8721 | 4132212.0801 | 2021 | 3718990.8721 | 3718990.8721 | 2995853.7581 | 2696268.3823 | 3718990.8721 | 0
[6 empty] | 2022 | 9696857.219 | 7030221.4838 | 4712672.6084 | 2982337.5631 | 6136497.0434 | 0 |  |  | 2022 | 3955955.7507 | 3560360.1756 | 3560360.1756 | 3560360.1756 | 3560360.1756 | 3560360.1756 | 3955955.7507 | 2022 | 3560360.1756 | 2581261.1273 | 1730335.0453 | 0 | 0 | 0 | 2022 | 6818330.0482 | 6136497.0434 | 6136497.0434 | 6136497.0434 | 6136497.0434 | 6136497.0434 | 6818330.0482 | 2022 | 6136497.0434 | 4448960.3564 | 2982337.5631 | 2982337.5631 | 6136497.0434 | 0
[6 empty] | 2023 | 11329998.9295 | 7595006.179 | 3344303.1323 | 2109170.6441 | 9855937.5894 | 0 |  |  | 2023 | 6412941.2678 | 5771647.141 | 5771647.141 | 5771647.141 | 5771647.141 | 5771647.141 | 6412941.2678 | 2023 | 4184444.1772 | 2805020.5105 | 1235132.4882 | 0 | 0 | 0 | 2023 | 10951041.766 | 9855937.5894 | 9855937.5894 | 9855937.5894 | 9855937.5894 | 9855937.5894 | 10951041.766 | 2023 | 7145554.7523 | 4789985.6684 | 2109170.6441 | 2109170.6441 | 9855937.5894 | 0
[6 empty] | 2024 | 6718674.6233 | 2958428.7436 | 548830.0052 | 153608.7527 | 3869238.1034 | 0 |  |  | 2024 | 11061328.0867 | 9955195.278 | 9955195.278 | 9955195.278 | 9955195.278 | 9955195.278 | 11061328.0867 | 2024 | 4838224.9051 | 2130411.7895 | 395221.2525 | 0 | 0 | 0 | 2024 | 4299153.4482 | 3869238.1034 | 3869238.1034 | 3869238.1034 | 3869238.1034 | 3869238.1034 | 4299153.4482 | 2024 | 1880449.7182 | 828016.9541 | 153608.7527 | 153608.7527 | 3869238.1034 | 0
[6 empty] | 2025 | 2158962.5936 | 400517.8269 | 0 | 0 | 6384411.5239 | 0 |  |  | 2025 | 4115776.363 | 3704198.7267 | 3704198.7267 | 3704198.7267 | 3704198.7267 | 3704198.7267 | 4115776.363 | 2025 | 792698.5275 | 147056.6894 | 0 | 0 | 0 | 0 | 2025 | 7093790.5821 | 6384411.5239 | 6384411.5239 | 6384411.5239 | 6384411.5239 | 6384411.5239 | 7093790.5821 | 2025 | 1366264.0661 | 253461.1375 | 0 | 0 | 6384411.5239 | 0
[6 empty] | 2026 | 645479.8844 | 0 | 0 | 0 | 10254117.468 | 0 |  |  | 2026 | 6672024.095 | 6004821.6855 | 6004821.6855 | 6004821.6855 | 6004821.6855 | 6004821.6855 | 6672024.095 | 2026 | 238391.4209 | 0 | 0 | 0 | 0 | 0 | 2026 | 11393463.8533 | 10254117.468 | 10254117.468 | 10254117.468 | 10254117.468 | 10254117.468 | 11393463.8533 | 2026 | 407088.4635 | 0 | 0 | 0 | 10254117.468 | 0
[6 empty] | 2027 | 0 | 0 | 0 | 0 | 2918527.609 | 0 |  |  | 2027 | 11508205.7414 | 10357385.1672 | 10357385.1672 | 10357385.1672 | 10357385.1672 | 10357385.1672 | 11508205.7414 | 2027 | 0 | 0 | 0 | 0 | 0 | 0 | 2027 | 4472839.2475 | 4025555.3227 | 4025555.3227 | 4025555.3227 | 4025555.3227 | 4025555.3227 | 4472839.2475 | 2027 | 0 | 0 | 0 | 0 | 2918527.609 | 0
[6 empty] | 2028 | 0 | 0 | 0 | 0 | 3292741.6521 | 0 |  |  | 2028 | 4367694.8026 | 3930925.3224 | 3930925.3224 | 3930925.3224 | 3930925.3224 | 3930925.3224 | 4367694.8026 | 2028 | 0 | 0 | 0 | 0 | 0 | 0 | 2028 | 7527987.3161 | 6775188.5845 | 6775188.5845 | 6775188.5845 | 6775188.5845 | 6775188.5845 | 7527987.3161 | 2028 | 0 | 0 | 0 | 0 | 3292741.6521 | 0
[6 empty] | 2029 | 0 | 0 | 0 | 0 | 2328694.8189 | 0 |  |  | 2029 | 7080405.3458 | 6372364.8112 | 6372364.8112 | 6372364.8112 | 6372364.8112 | 6372364.8112 | 7080405.3458 | 2029 | 0 | 0 | 0 | 0 | 0 | 0 | 2029 | 12090834.9889 | 10881751.49 | 10881751.49 | 10881751.49 | 10881751.49 | 10881751.49 | 12090834.9889 | 2029 | 0 | 0 | 0 | 0 | 2328694.8189 | 0
[6 empty] | 2030 | 0 | 0 | 0 | 0 | 166271.054 | 0 |  |  | 2030 | 11973137.2533 | 10775823.528 | 10775823.528 | 10775823.528 | 10775823.528 | 10775823.528 | 11973137.2533 | 2030 | 0 | 0 | 0 | 0 | 0 | 0 | 2030 | 4653541.9531 | 4188187.7578 | 4188187.7578 | 4188187.7578 | 4188187.7578 | 4188187.7578 | 4653541.9531 | 2030 | 0 | 0 | 0 | 0 | 166271.054 | 0
[6 empty] | 2031 | 0 | 0 | 0 | 0 | 0 | 0 |  |  | 2031 | 4544149.6726 | 4089734.7054 | 4089734.7054 | 4089734.7054 | 4089734.7054 | 4089734.7054 | 4544149.6726 | 2031 | 0 | 0 | 0 | 0 | 0 | 0 | 2031 | 7832118.0037 | 7048906.2033 | 7048906.2033 | 7048906.2033 | 7048906.2033 | 7048906.2033 | 7832118.0037 | 2031 | 0 | 0 | 0 | 0 | 0 | 0
[6 empty] | 2032 | 0 | 0 | 0 | 0 | 0 | 0 |  |  | 2032 | 7366453.7218 | 6629808.3496 | 6629808.3496 | 6629808.3496 | 6629808.3496 | 6629808.3496 | 7366453.7218 | 2032 | 0 | 0 | 0 | 0 | 0 | 0 | 2032 | 12579304.7224 | 11321374.2502 | 11321374.2502 | 11321374.2502 | 11321374.2502 | 11321374.2502 | 12579304.7224 | 2032 | 0 | 0 | 0 | 0 | 0 | 0
[6 empty] | 2033 | 0 | 0 | 0 | 0 | 0 | 0 |  |  | 2033 | 12456851.9984 | 11211166.7985 | 11211166.7985 | 11211166.7985 | 11211166.7985 | 11211166.7985 | 12456851.9984 | 2033 | 0 | 0 | 0 | 0 | 0 | 0 | 2033 | 4841545.048 | 4357390.5432 | 4357390.5432 | 4357390.5432 | 4357390.5432 | 4357390.5432 | 4841545.048 | 2033 | 0 | 0 | 0 | 0 | 0 | 0
[6 empty] | 2034 | 0 | 0 | 0 | 0 | 0 | 0 |  |  | 2034 | 4727733.3194 | 4254959.9875 | 4254959.9875 | 4254959.9875 | 4254959.9875 | 4254959.9875 | 4727733.3194 | 2034 | 0 | 0 | 0 | 0 | 0 | 0 | 2034 | 8148535.571 | 7333682.0139 | 7333682.0139 | 7333682.0139 | 7333682.0139 | 7333682.0139 | 8148535.571 | 2034 | 0 | 0 | 0 | 0 | 0 | 0
[6 empty] | 2035 | 0 | 0 | 0 | 0 | 0 | 0 |  |  | 2035 | 7664058.4521 | 6897652.6069 | 6897652.6069 | 6897652.6069 | 6897652.6069 | 6897652.6069 | 7664058.4521 | 2035 | 0 | 0 | 0 | 0 | 0 | 0 | 2035 | 13087508.6332 | 11778757.7699 | 11778757.7699 | 11778757.7699 | 11778757.7699 | 11778757.7699 | 13087508.6332 | 2035 | 0 | 0 | 0 | 0 | 0 | 0
[6 empty] | 2036 | 0 | 0 | 0 | 0 | 0 | 0 |  |  | 2036 | 12960108.8191 | 11664097.9372 | 11664097.9372 | 11664097.9372 | 11664097.9372 | 11664097.9372 | 12960108.8191 | 2036 | 0 | 0 | 0 | 0 | 0 | 0 | 2036 | 5037143.4679 | 4533429.1211 | 4533429.1211 | 4533429.1211 | 4533429.1211 | 4533429.1211 | 5037143.4679 | 2036 | 0 | 0 | 0 | 0 | 0 | 0
[6 empty] | 2037 | 0 | 0 | 0 | 0 | 0 | 0 |  |  | 2037 | 4918733.7455 | 4426860.371 | 4426860.371 | 4426860.371 | 4426860.371 | 4426860.371 | 4918733.7455 | 2037 | 0 | 0 | 0 | 0 | 0 | 0 | 2037 | 8477736.4081 | 7629962.7673 | 7629962.7673 | 7629962.7673 | 7629962.7673 | 7629962.7673 | 8477736.4081 | 2037 | 0 | 0 | 0 | 0 | 0 | 0
[6 empty] | 2038 | 0 | 0 | 0 | 0 | 0 | 0 |  |  | 2038 | 7973686.4136 | 7176317.7722 | 7176317.7722 | 7176317.7722 | 7176317.7722 | 7176317.7722 | 7973686.4136 | 2038 | 0 | 0 | 0 | 0 | 0 | 0 | 2038 | 13616243.982 | 12254619.5838 | 12254619.5838 | 12254619.5838 | 12254619.5838 | 12254619.5838 | 13616243.982 | 2038 | 0 | 0 | 0 | 0 | 0 | 0
[6 empty] | 2039 | 0 | 0 | 0 | 0 | 0 | 0 |  |  | 2039 | 13483697.2154 | 12135327.4939 | 12135327.4939 | 12135327.4939 | 12135327.4939 | 12135327.4939 | 13483697.2154 | 2039 | 0 | 0 | 0 | 0 | 0 | 0 | 2039 | 5240644.064 | 4716579.6576 | 4716579.6576 | 4716579.6576 | 4716579.6576 | 4716579.6576 | 5240644.064 | 2039 | 0 | 0 | 0 | 0 | 0 | 0
[6 empty] | 2040 | 0 | 0 | 0 | 0 | 0 | 0 |  |  | 2040 | 5117450.5888 | 4605705.53 | 4605705.53 | 4605705.53 | 4605705.53 | 4605705.53 | 5117450.5888 | 2040 | 0 | 0 | 0 | 0 | 0 | 0 | 2040 | 8820236.959 | 7938213.2631 | 7938213.2631 | 7938213.2631 | 7938213.2631 | 7938213.2631 | 8820236.959 | 2040 | 0 | 0 | 0 | 0 | 0 | 0
[6 empty] | 2041 | 0 | 0 | 0 | 0 | 0 | 0 |  |  | 2041 | 8295823.3447 | 7466241.0102 | 7466241.0102 | 7466241.0102 | 7466241.0102 | 7466241.0102 | 8295823.3447 | 2041 | 0 | 0 | 0 | 0 | 0 | 0 | 2041 | 14166340.2389 | 12749706.215 | 12749706.215 | 12749706.215 | 12749706.215 | 12749706.215 | 14166340.2389 | 2041 | 0 | 0 | 0 | 0 | 0 | 0
[6 empty] | 2042 | 0 | 0 | 0 | 0 | 0 | 0 |  |  | 2042 | 14028438.5829 | 12625594.7246 | 12625594.7246 | 12625594.7246 | 12625594.7246 | 12625594.7246 | 14028438.5829 | 2042 | 0 | 0 | 0 | 0 | 0 | 0 | 2042 | 5452366.0842 | 4907129.4758 | 4907129.4758 | 4907129.4758 | 4907129.4758 | 4907129.4758 | 5452366.0842 | 2042 | 0 | 0 | 0 | 0 | 0 | 0
[6 empty] | 2043 | 0 | 0 | 0 | 0 | 0 | 0 |  |  | 2043 | 5324195.5926 | 4791776.0334 | 4791776.0334 | 4791776.0334 | 4791776.0334 | 4791776.0334 | 5324195.5926 | 2043 | 0 | 0 | 0 | 0 | 0 | 0 | 2043 | 9176574.5321 | 8258917.0789 | 8258917.0789 | 8258917.0789 | 8258917.0789 | 8258917.0789 | 9176574.5321 | 2043 | 0 | 0 | 0 | 0 | 0 | 0
[6 empty] | 2044 | 0 | 0 | 0 | 0 | 0 | 0 |  |  | 2044 | 8630974.6078 | 7767877.147 | 7767877.147 | 7767877.147 | 7767877.147 | 7767877.147 | 8630974.6078 | 2044 | 0 | 0 | 0 | 0 | 0 | 0 | 2044 | 14738660.3845 | 13264794.3461 | 13264794.3461 | 13264794.3461 | 13264794.3461 | 13264794.3461 | 14738660.3845 | 2044 | 0 | 0 | 0 | 0 | 0 | 0
[6 empty] | 2045 | 0 | 0 | 0 | 0 | 0 | 0 |  |  | 2045 | 14595187.5016 | 13135668.7515 | 13135668.7515 | 13135668.7515 | 13135668.7515 | 13135668.7515 | 14595187.5016 | 2045 | 0 | 0 | 0 | 0 | 0 | 0 | 2045 | 5672641.674 | 5105377.5066 | 5105377.5066 | 5105377.5066 | 5105377.5066 | 5105377.5066 | 5672641.674 | 2045 | 0 | 0 | 0 | 0 | 0 | 0
[6 empty] | Total | 100946050.7514 | 90967413.8068 | 79903508.7455 | 57048508.1902 | 99325581.198 | 0
6: On-Going CapX - H2O | [44 empty] | Jones Pipeline | [6 empty] | Hybrid Cooling
[6 empty] | Year | 4 | 4A | 4B | 4C | 4D | 4E | [32 empty] | Year | 4 | 4A | 4B | 4C | 4D | 4E | Year | 4 | 4A | 4B | 4C | 4D | 4E
[6 empty] | 2017 | 600000 | 600000 | 600000 | 600000 | 600000 | [33 empty] | 2017 | 0 | 0 | 0 | 0 | 0 | 0 | 2017 | 0 | 0 | 0 | 0 | 0 | 0
[6 empty] | 2018 | 3927000 | 4641000 | 4641000 | 4641000 | 4641000 | [33 empty] | 2018 | 0 | 0 | 0 | 0 | 0 | 0 | 2018 | 0 | 0 | 0 | 0 | 0 | 0
[6 empty] | 2019 | 364000 | 728000 | 728000 | 364000 | 364000 | [33 empty] | 2019 | 0 | 0 | 0 | 0 | 0 | 0 | 2019 | 0 | 0 | 0 | 0 | 0 | 0
[6 empty] | 2020 | 371000 | 371000 | 2015208 | 371000 | 371000 | [33 empty] | 2020 | 0 | 0 | 0 | 0 | 0 | 0 | 2020 | 0 | 0 | 0 | 0 | 0 | 0
[6 empty] | 2021 | 378000 | 1406432.16 | 648000 | 378000 | 378000 | [33 empty] | 2021 | 0 | 0 | 0 | 0 | 0 | 0 | 2021 | 0 | 0 | 0 | 0 | 0 | 0
[6 empty] | 2022 | 385000 | 330000 | 330000 | 0 | 1434080.8032 | [33 empty] | 2022 | 0 | 0 | 0 | 0 | 0 | 0 | 2022 | 0 | 0 | 0 | 0 | 0 | 0
[6 empty] | 2023 | 392000 | 336000 | 0 | 0 | 336000 | [33 empty] | 2023 | 0 | 0 | 0 | 0 | 0 | 0 | 2023 | 0 | 0 | 0 | 0 | 0 | 0
[6 empty] | 2024 | 1490685.6676 | 0 | 0 | 0 | 342000 | [33 empty] | 2024 | 0 | 0 | 0 | 0 | 0 | 0 | 2024 | 0 | 0 | 0 | 0 | 0 | 0
[6 empty] | 2025 | 0 | 0 | 0 | 0 | 348000 | [33 empty] | 2025 | 0 | 0 | 0 | 0 | 0 | 0 | 2025 | 0 | 0 | 0 | 0 | 0 | 0
[6 empty] | 2026 | 0 | 0 | 0 | 0 | 354000 | [33 empty] | 2026 | 0 | 0 | 0 | 0 | 0 | 0 | 2026 | 0 | 0 | 0 | 0 | 0 | 0
[6 empty] | 2027 | 0 | 0 | 0 | 0 | 0 | [33 empty] | 2027 | 0 | 0 | 0 | 0 | 0 | 0 | 2027 | 0 | 0 | 0 | 0 | 0 | 0
[6 empty] | 2028 | 0 | 0 | 0 | 0 | 0 | [33 empty] | 2028 | 0 | 0 | 0 | 0 | 0 | 0 | 2028 | 0 | 0 | 0 | 0 | 0 | 0
[6 empty] | 2029 | 0 | 0 | 0 | 0 | 0 | [33 empty] | 2029 | 0 | 0 | 0 | 0 | 0 | 0 | 2029 | 0 | 0 | 0 | 0 | 0 | 0
[6 empty] | 2030 | 0 | 0 | 0 | 0 | 0 | [33 empty] | 2030 | 0 | 0 | 0 | 0 | 0 | 0 | 2030 | 0 | 0 | 0 | 0 | 0 | 0
[6 empty] | 2031 | 0 | 0 | 0 | 0 | 0 | [33 empty] | 2031 | 0 | 0 | 0 | 0 | 0 | 0 | 2031 | 0 | 0 | 0 | 0 | 0 | 0
[6 empty] | 2032 | 0 | 0 | 0 | 0 | 0 | [33 empty] | 2032 | 0 | 0 | 0 | 0 | 0 | 0 | 2032 | 0 | 0 | 0 | 0 | 0 | 0
[6 empty] | 2033 | 0 | 0 | 0 | 0 | 0 | [33 empty] | 2033 | 0 | 0 | 0 | 0 | 0 | 0 | 2033 | 0 | 0 | 0 | 0 | 0 | 0
[6 empty] | 2034 | 0 | 0 | 0 | 0 | 0 | [33 empty] | 2034 | 0 | 0 | 0 | 0 | 0 | 0 | 2034 | 0 | 0 | 0 | 0 | 0 | 0
[6 empty] | 2035 | 0 | 0 | 0 | 0 | 0 | [33 empty] | 2035 | 0 | 0 | 0 | 0 | 0 | 0 | 2035 | 0 | 0 | 0 | 0 | 0 | 0
[6 empty] | 2036 | 0 | 0 | 0 | 0 | 0 | [33 empty] | 2036 | 0 | 0 | 0 | 0 | 0 | 0 | 2036 | 0 | 0 | 0 | 0 | 0 | 0
[6 empty] | 2037 | 0 | 0 | 0 | 0 | 0 | [33 empty] | 2037 | 0 | 0 | 0 | 0 | 0 | 0 | 2037 | 0 | 0 | 0 | 0 | 0 | 0
[6 empty] | 2038 | 0 | 0 | 0 | 0 | 0 | [33 empty] | 2038 | 0 | 0 | 0 | 0 | 0 | 0 | 2038 | 0 | 0 | 0 | 0 | 0 | 0
[6 empty] | 2039 | 0 | 0 | 0 | 0 | 0 | [33 empty] | 2039 | 0 | 0 | 0 | 0 | 0 | 0 | 2039 | 0 | 0 | 0 | 0 | 0 | 0
[6 empty] | 2040 | 0 | 0 | 0 | 0 | 0 | [33 empty] | 2040 | 0 | 0 | 0 | 0 | 0 | 0 | 2040 | 0 | 0 | 0 | 0 | 0 | 0
[6 empty] | 2041 | 0 | 0 | 0 | 0 | 0 | [33 empty] | 2041 | 0 | 0 | 0 | 0 | 0 | 0 | 2041 | 0 | 0 | 0 | 0 | 0 | 0
[6 empty] | 2042 | 0 | 0 | 0 | 0 | 0 | [33 empty] | 2042 | 0 | 0 | 0 | 0 | 0 | 0 | 2042 | 0 | 0 | 0 | 0 | 0 | 0
[6 empty] | 2043 | 0 | 0 | 0 | 0 | 0 | [33 empty] | 2043 | 0 | 0 | 0 | 0 | 0 | 0 | 2043 | 0 | 0 | 0 | 0 | 0 | 0
[6 empty] | 2044 | 0 | 0 | 0 | 0 | 0 | [33 empty] | 2044 | 0 | 0 | 0 | 0 | 0 | 0 | 2044 | 0 | 0 | 0 | 0 | 0 | 0
[6 empty] | 2045 | 0 | 0 | 0 | 0 | 0 | [33 empty] | 2045 | 0 | 0 | 0 | 0 | 0 | 0 | 2045 | 0 | 0 | 0 | 0 | 0 | 0
[6 empty] | Total | 7907685.6676 | 8412432.16 | 8962208 | 6354000 | 9168080.8032 | 0
7: Fixed O&M - Labor | [14 empty] | 1st Unit - Step 1 - Reduce baseline based on scenario | [7 empty] | 1st Unit - Step 1 - Single Unit Operation and Retirement | [6 empty] | 2nd Unit - Step 1 - Reduce baseline based on scenario | [7 empty] | 2nd Unit - Step 1 - Single Unit Operation and Retirement
[6 empty] | Year | 4 | 4A | 4B | 4C | 4D | 4E |  |  | Year | Baseline | 4 | 4A | 4B | 4C | 4D | 4E | Year | 4 | 4A | 4B | 4C | 4D | 4E | Year | Baseline | 4 | 4A | 4B | 4C | 4D | 4E | Year | 4 | 4A | 4B | 4C | 4D | 4E
[6 empty] | 2017 | 18063856.14 | 18063856.14 | 18063856.14 | 18063856.14 | 18063856.14 | 0 |  |  | 2017 | 5908687.3434 | A | A | A | A | A | Retired | 2017 | 5908687.3434 | 5908687.3434 | 5908687.3434 | 5908687.3434 | 5908687.3434 | 0 | 2017 | 12155168.7966 | A | A | A | A | A | Retired | 2017 | 12155168.7966 | 12155168.7966 | 12155168.7966 | 12155168.7966 | 12155168.7966 | 0
[6 empty] | 2018 | 16632735.5664 | 18538569.85 | 18538569.85 | 16632735.5664 | 18538569.85 | 0 |  |  | 2018 | 6063966.1979 | B | A | A | B | A | Retired | 2018 | 5440567.8038 | 6063966.1979 | 6063966.1979 | 5440567.8038 | 6063966.1979 | 0 | 2018 | 12474603.6521 | B | A | A | B | A | Retired | 2018 | 11192167.7626 | 12474603.6521 | 12474603.6521 | 11192167.7626 | 12474603.6521 | 0
[6 empty] | 2019 | 16916012.2049 | 18854305.27 | 18854305.27 | 16916012.2049 | 18854305.27 | 0 | 12687009.1536 |  | 2019 | 6167243.2538 | B | A | A | B | A | Retired | 2019 | 5533227.5922 | 6167243.2538 | 6167243.2538 | 5533227.5922 | 6167243.2538 | 0 | 2019 | 12687062.0162 | B | A | A | B | A | Retired | 2019 | 11382784.6127 | 12687062.0162 | 12687062.0162 | 11382784.6127 | 12687062.0162 | 0
[6 empty] | 2020 | 17795841.4744 | 17795841.4744 | 19834948.31 | 17795841.4744 | 17795841.4744 | 0 |  |  | 2020 | 6488011.5922 | B | B | A | B | B | Retired | 2020 | 5821019.7463 | 5821019.7463 | 6488011.5922 | 5821019.7463 | 5821019.7463 | 0 | 2020 | 13346936.7178 | B | B | A | B | B | Retired | 2020 | 11974821.7281 | 11974821.7281 | 13346936.7178 | 11974821.7281 | 11974821.7281 | 0
[6 empty] | 2021 | 17896680.8075 | 17896680.8075 | 19947342.15 | 17896680.8075 | 17896680.8075 | 0 |  |  | 2021 | 6524775.6173 | B | B | A | B | B | Retired | 2021 | 5854004.2921 | 5854004.2921 | 6524775.6173 | 5854004.2921 | 5854004.2921 | 0 | 2021 | 13422566.5327 | B | B | A | B | B | Retired | 2021 | 12042676.5154 | 12042676.5154 | 13422566.5327 | 12042676.5154 | 12042676.5154 | 0
[6 empty] | 2022 | 18254614.4236 | 18254614.4236 | 18254614.4236 | 13310711.8116 | 13310711.8116 | 0 |  |  | 2022 | 6655271.1296 | B | B | B | Retired | Retired | Retired | 2022 | 5971084.378 | 5971084.378 | 5971084.378 | 0 | 0 | 0 | 2022 | 13691017.8634 | B | B | B | C | C | Retired | 2022 | 12283530.0457 | 12283530.0457 | 12283530.0457 | 13310711.8116 | 13310711.8116 | 0
[6 empty] | 2023 | 18619706.7121 | 18619706.7121 | 18619706.7121 | 13576926.0479 | 13576926.0479 | 0 |  |  | 2023 | 6788376.5522 | B | B | B | Retired | Retired | Retired | 2023 | 6090506.0655 | 6090506.0655 | 6090506.0655 | 0 | 0 | 0 | 2023 | 13964838.2207 | B | B | B | C | C | Retired | 2023 | 12529200.6466 | 12529200.6466 | 12529200.6466 | 13576926.0479 | 13576926.0479 | 0
[6 empty] | 2024 | 18992100.8463 | 18992100.8463 | 18992100.8463 | 13848464.5688 | 13848464.5688 | 0 |  |  | 2024 | 6924144.0832 | B | B | B | Retired | Retired | Retired | 2024 | 6212316.1868 | 6212316.1868 | 6212316.1868 | 0 | 0 | 0 | 2024 | 14244134.9851 | B | B | B | C | C | Retired | 2024 | 12779784.6595 | 12779784.6595 | 12779784.6595 | 13848464.5688 | 13848464.5688 | 0
[6 empty] | 2025 | 19371942.8633 | 19371942.8633 | 0 | 0 | 14125433.8602 | 0 |  |  | 2025 | 7062626.9649 | B | B | Retired | Retired | Retired | Retired | 2025 | 6336562.5106 | 6336562.5106 | 0 | 0 | 0 | 0 | 2025 | 14529017.6848 | B | B | Retired | Retired | C | Retired | 2025 | 13035380.3527 | 13035380.3527 | 0 | 0 | 14125433.8602 | 0
[6 empty] | 2026 | 19759381.7205 | 0 | 0 | 0 | 14407942.5374 | 0 |  |  | 2026 | 7203879.5042 | B | Retired | Retired | Retired | Retired | Retired | 2026 | 6463293.7608 | 0 | 0 | 0 | 0 | 0 | 2026 | 14819598.0385 | B | Retired | Retired | Retired | C | Retired | 2026 | 13296087.9597 | 0 | 0 | 0 | 14407942.5374 | 0
[6 empty] | 2027 | 0 | 0 | 0 | 0 | 14696101.3881 | 0 |  |  | 2027 | 7347957.0943 | Retired | Retired | Retired | Retired | Retired | Retired | 2027 | 0 | 0 | 0 | 0 | 0 | 0 | 2027 | 15115989.9992 | Retired | Retired | Retired | Retired | C | Retired | 2027 | 0 | 0 | 0 | 0 | 14696101.3881 | 0
[6 empty] | 2028 | 0 | 0 | 0 | 0 | 14990023.4159 | 0 |  |  | 2028 | 7494916.2362 | Retired | Retired | Retired | Retired | Retired | Retired | 2028 | 0 | 0 | 0 | 0 | 0 | 0 | 2028 | 15418309.7992 | Retired | Retired | Retired | Retired | C | Retired | 2028 | 0 | 0 | 0 | 0 | 14990023.4159 | 0
[6 empty] | 2029 | 0 | 0 | 0 | 0 | 15289823.8842 | 0 |  |  | 2029 | 7644814.5609 | Retired | Retired | Retired | Retired | Retired | Retired | 2029 | 0 | 0 | 0 | 0 | 0 | 0 | 2029 | 15726675.9952 | Retired | Retired | Retired | Retired | C | Retired | 2029 | 0 | 0 | 0 | 0 | 15289823.8842 | 0
[6 empty] | 2030 | 0 | 0 | 0 | 0 | 15595620.3619 | 0 |  |  | 2030 | 7797710.8521 | Retired | Retired | Retired | Retired | Retired | Retired | 2030 | 0 | 0 | 0 | 0 | 0 | 0 | 2030 | 16041209.5151 | Retired | Retired | Retired | Retired | C | Retired | 2030 | 0 | 0 | 0 | 0 | 15595620.3619 | 0
[6 empty] | 2031 | 0 | 0 | 0 | 0 | 0 | 0 |  |  | 2031 | 7953665.0692 | Retired | Retired | Retired | Retired | Retired | Retired | 2031 | 0 | 0 | 0 | 0 | 0 | 0 | 2031 | 16362033.7054 | Retired | Retired | Retired | Retired | Retired | Retired | 2031 | 0 | 0 | 0 | 0 | 0 | 0
[6 empty] | 2032 | 0 | 0 | 0 | 0 | 0 | 0 |  |  | 2032 | 8112738.3705 | Retired | Retired | Retired | Retired | Retired | Retired | 2032 | 0 | 0 | 0 | 0 | 0 | 0 | 2032 | 16689274.3795 | Retired | Retired | Retired | Retired | Retired | Retired | 2032 | 0 | 0 | 0 | 0 | 0 | 0
[6 empty] | 2033 | 0 | 0 | 0 | 0 | 0 | 0 |  |  | 2033 | 8274993.138 | Retired | Retired | Retired | Retired | Retired | Retired | 2033 | 0 | 0 | 0 | 0 | 0 | 0 | 2033 | 17023059.8671 | Retired | Retired | Retired | Retired | Retired | Retired | 2033 | 0 | 0 | 0 | 0 | 0 | 0
[6 empty] | 2034 | 0 | 0 | 0 | 0 | 0 | 0 |  |  | 2034 | 8440493.0007 | Retired | Retired | Retired | Retired | Retired | Retired | 2034 | 0 | 0 | 0 | 0 | 0 | 0 | 2034 | 17363521.0645 | Retired | Retired | Retired | Retired | Retired | Retired | 2034 | 0 | 0 | 0 | 0 | 0 | 0
[6 empty] | 2035 | 0 | 0 | 0 | 0 | 0 | 0 |  |  | 2035 | 8609302.8607 | Retired | Retired | Retired | Retired | Retired | Retired | 2035 | 0 | 0 | 0 | 0 | 0 | 0 | 2035 | 17710791.4857 | Retired | Retired | Retired | Retired | Retired | Retired | 2035 | 0 | 0 | 0 | 0 | 0 | 0
[6 empty] | 2036 | 0 | 0 | 0 | 0 | 0 | 0 |  |  | 2036 | 8781488.9179 | Retired | Retired | Retired | Retired | Retired | Retired | 2036 | 0 | 0 | 0 | 0 | 0 | 0 | 2036 | 18065007.3155 | Retired | Retired | Retired | Retired | Retired | Retired | 2036 | 0 | 0 | 0 | 0 | 0 | 0
[6 empty] | 2037 | 0 | 0 | 0 | 0 | 0 | 0 |  |  | 2037 | 8957118.6963 | Retired | Retired | Retired | Retired | Retired | Retired | 2037 | 0 | 0 | 0 | 0 | 0 | 0 | 2037 | 18426307.4618 | Retired | Retired | Retired | Retired | Retired | Retired | 2037 | 0 | 0 | 0 | 0 | 0 | 0
[6 empty] | 2038 | 0 | 0 | 0 | 0 | 0 | 0 |  |  | 2038 | 9136261.0702 | Retired | Retired | Retired | Retired | Retired | Retired | 2038 | 0 | 0 | 0 | 0 | 0 | 0 | 2038 | 18794833.611 | Retired | Retired | Retired | Retired | Retired | Retired | 2038 | 0 | 0 | 0 | 0 | 0 | 0
[6 empty] | 2039 | 0 | 0 | 0 | 0 | 0 | 0 |  |  | 2039 | 9318986.2916 | Retired | Retired | Retired | Retired | Retired | Retired | 2039 | 0 | 0 | 0 | 0 | 0 | 0 | 2039 | 19170730.2832 | Retired | Retired | Retired | Retired | Retired | Retired | 2039 | 0 | 0 | 0 | 0 | 0 | 0
[6 empty] | 2040 | 0 | 0 | 0 | 0 | 0 | 0 |  |  | 2040 | 9505366.0175 | Retired | Retired | Retired | Retired | Retired | Retired | 2040 | 0 | 0 | 0 | 0 | 0 | 0 | 2040 | 19554144.8889 | Retired | Retired | Retired | Retired | Retired | Retired | 2040 | 0 | 0 | 0 | 0 | 0 | 0
[6 empty] | 2041 | 0 | 0 | 0 | 0 | 0 | 0 |  |  | 2041 | 9695473.3378 | Retired | Retired | Retired | Retired | Retired | Retired | 2041 | 0 | 0 | 0 | 0 | 0 | 0 | 2041 | 19945227.7867 | Retired | Retired | Retired | Retired | Retired | Retired | 2041 | 0 | 0 | 0 | 0 | 0 | 0
[6 empty] | 2042 | 0 | 0 | 0 | 0 | 0 | 0 |  |  | 2042 | 9889382.8046 | Retired | Retired | Retired | Retired | Retired | Retired | 2042 | 0 | 0 | 0 | 0 | 0 | 0 | 2042 | 20344132.3424 | Retired | Retired | Retired | Retired | Retired | Retired | 2042 | 0 | 0 | 0 | 0 | 0 | 0
[6 empty] | 2043 | 0 | 0 | 0 | 0 | 0 | 0 |  |  | 2043 | 10087170.4607 | Retired | Retired | Retired | Retired | Retired | Retired | 2043 | 0 | 0 | 0 | 0 | 0 | 0 | 2043 | 20751014.9892 | Retired | Retired | Retired | Retired | Retired | Retired | 2043 | 0 | 0 | 0 | 0 | 0 | 0
[6 empty] | 2044 | 0 | 0 | 0 | 0 | 0 | 0 |  |  | 2044 | 10288913.8699 | Retired | Retired | Retired | Retired | Retired | Retired | 2044 | 0 | 0 | 0 | 0 | 0 | 0 | 2044 | 21166035.289 | Retired | Retired | Retired | Retired | Retired | Retired | 2044 | 0 | 0 | 0 | 0 | 0 | 0
[6 empty] | 2045 | 0 | 0 | 0 | 0 | 0 | 0 |  |  | 2045 | 10494692.1473 | Retired | Retired | Retired | Retired | Retired | Retired | 2045 | 0 | 0 | 0 | 0 | 0 | 0 | 2045 | 21589355.9948 | Retired | Retired | Retired | Retired | Retired | Retired | 2045 | 0 | 0 | 0 | 0 | 0 | 0
[6 empty] | Total | 182302872.7589 | 166387618.3872 | 151105443.7021 | 128041228.6214 | 220990301.418 | 0
*Reduced operations percentages are contained on the "Fixed - Other" Tab
8: Fixed O&M - Other | [14 empty] | 1st Unit - Step 1 - Reduce baseline based on scenario | [7 empty] | 1st Unit - Step 2 - Single Unit Operation and Retirement | [6 empty] | 2nd Unit - Step 1 - Reduce baseline based on scenario | [7 empty] | 2nd Unit - Step 2 - Single Unit Operation and Retirement
[6 empty] | Year | 4 | 4A | 4B | 4C | 4D | 4E |  |  | Year | Baseline | 4 | 4A | 4B | 4C | 4D | 4E | Year | 4 | 4A | 4B | 4C | 4D | 4E | Year | Baseline | 4 | 4A | 4B | 4C | 4D | 4E | Year | 4 | 4A | 4B | 4C | 4D | 4E
[6 empty] | 2017 | 10696150.39 | 10696150.39 | 10696150.39 | 10696150.39 | 10696150.39 | 0 |  |  | 2017 | 4605762.3579 | 4605762.3579 | 4605762.3579 | 4605762.3579 | 4605762.3579 | 4605762.3579 | 4605762.3579 | 2017 | 4605762.3579 | 4605762.3579 | 4605762.3579 | 4605762.3579 | 4605762.3579 | 0 | 2017 | 6090388.0321 | 6090388.0321 | 6090388.0321 | 6090388.0321 | 6090388.0321 | 6090388.0321 | 6090388.0321 | 2017 | 6090388.0321 | 6090388.0321 | 6090388.0321 | 6090388.0321 | 6090388.0321 | 0
[6 empty] | 2018 | 10735593.96 | 10735593.96 | 10735593.96 | 10735593.96 | 10735593.96 | 0 |  |  | 2018 | 4622746.7592 | 4622746.7592 | 4622746.7592 | 4622746.7592 | 4622746.7592 | 4622746.7592 | 4622746.7592 | 2018 | 4622746.7592 | 4622746.7592 | 4622746.7592 | 4622746.7592 | 4622746.7592 | 0 | 2018 | 6112847.2008 | 6112847.2008 | 6112847.2008 | 6112847.2008 | 6112847.2008 | 6112847.2008 | 6112847.2008 | 2018 | 6112847.2008 | 6112847.2008 | 6112847.2008 | 6112847.2008 | 6112847.2008 | 0
[6 empty] | 2019 | 8134829.1 | 8134829.1 | 8134829.1 | 8134829.1 | 8134829.1 | 0 | 6101121.825 |  | 2019 | 3502857.4105 | 3502857.4105 | 3502857.4105 | 3502857.4105 | 3502857.4105 | 3502857.4105 | 3502857.4105 | 2019 | 3502857.4105 | 3502857.4105 | 3502857.4105 | 3502857.4105 | 3502857.4105 | 0 | 2019 | 4631971.6895 | 4631971.6895 | 4631971.6895 | 4631971.6895 | 4631971.6895 | 4631971.6895 | 4631971.6895 | 2019 | 4631971.6895 | 4631971.6895 | 4631971.6895 | 4631971.6895 | 4631971.6895 | 0
[6 empty] | 2020 | 10672831.8 | 10672831.8 | 10672831.8 | 10672831.8 | 10672831.8 | 0 |  |  | 2020 | 4595721.3731 | 4595721.3731 | 4595721.3731 | 4595721.3731 | 4595721.3731 | 4595721.3731 | 4595721.3731 | 2020 | 4595721.3731 | 4595721.3731 | 4595721.3731 | 4595721.3731 | 4595721.3731 | 0 | 2020 | 6077110.4269 | 6077110.4269 | 6077110.4269 | 6077110.4269 | 6077110.4269 | 6077110.4269 | 6077110.4269 | 2020 | 6077110.4269 | 6077110.4269 | 6077110.4269 | 6077110.4269 | 6077110.4269 | 0
[6 empty] | 2021 | 10192874 | 10192874 | 10192874 | 10192874 | 10192874 | 0 |  |  | 2021 | 4389051.5444 | 4389051.5444 | 4389051.5444 | 4389051.5444 | 4389051.5444 | 4389051.5444 | 4389051.5444 | 2021 | 4389051.5444 | 4389051.5444 | 4389051.5444 | 4389051.5444 | 4389051.5444 | 0 | 2021 | 5803822.4556 | 5803822.4556 | 5803822.4556 | 5803822.4556 | 5803822.4556 | 5803822.4556 | 5803822.4556 | 2021 | 5803822.4556 | 5803822.4556 | 5803822.4556 | 5803822.4556 | 5803822.4556 | 0
[6 empty] | 2022 | 10396731.48 | 10396731.48 | 10396731.48 | 5919898.9047 | 5919898.9047 | 0 |  |  | 2022 | 4476832.5753 | 4476832.5753 | 4476832.5753 | 4476832.5753 | 4476832.5753 | 4476832.5753 | 4476832.5753 | 2022 | 4476832.5753 | 4476832.5753 | 4476832.5753 | 0 | 0 | 0 | 2022 | 5919898.9047 | 5919898.9047 | 5919898.9047 | 5919898.9047 | 5919898.9047 | 5919898.9047 | 5919898.9047 | 2022 | 5919898.9047 | 5919898.9047 | 5919898.9047 | 5919898.9047 | 5919898.9047 | 0
[6 empty] | 2023 | 10604666.1096 | 10604666.1096 | 10604666.1096 | 6038296.8828 | 6038296.8828 | 0 |  |  | 2023 | 4566369.2268 | 4566369.2268 | 4566369.2268 | 4566369.2268 | 4566369.2268 | 4566369.2268 | 4566369.2268 | 2023 | 4566369.2268 | 4566369.2268 | 4566369.2268 | 0 | 0 | 0 | 2023 | 6038296.8828 | 6038296.8828 | 6038296.8828 | 6038296.8828 | 6038296.8828 | 6038296.8828 | 6038296.8828 | 2023 | 6038296.8828 | 6038296.8828 | 6038296.8828 | 6038296.8828 | 6038296.8828 | 0
[6 empty] | 2024 | 10816759.4318 | 10816759.4318 | 10816759.4318 | 6159062.8205 | 6159062.8205 | 0 |  |  | 2024 | 4657696.6113 | 4657696.6113 | 4657696.6113 | 4657696.6113 | 4657696.6113 | 4657696.6113 | 4657696.6113 | 2024 | 4657696.6113 | 4657696.6113 | 4657696.6113 | 0 | 0 | 0 | 2024 | 6159062.8205 | 6159062.8205 | 6159062.8205 | 6159062.8205 | 6159062.8205 | 6159062.8205 | 6159062.8205 | 2024 | 6159062.8205 | 6159062.8205 | 6159062.8205 | 6159062.8205 | 6159062.8205 | 0
[6 empty] | 2025 | 11033094.6204 | 11033094.6204 | 0 | 0 | 6282244.0769 | 0 |  |  | 2025 | 4750850.5436 | 4750850.5436 | 4750850.5436 | 4750850.5436 | 4750850.5436 | 4750850.5436 | 4750850.5436 | 2025 | 4750850.5436 | 4750850.5436 | 0 | 0 | 0 | 0 | 2025 | 6282244.0769 | 6282244.0769 | 6282244.0769 | 6282244.0769 | 6282244.0769 | 6282244.0769 | 6282244.0769 | 2025 | 6282244.0769 | 6282244.0769 | 0 | 0 | 6282244.0769 | 0
[6 empty] | 2026 | 11253756.5128 | 0 | 0 | 0 | 6407888.9584 | 0 |  |  | 2026 | 4845867.5544 | 4845867.5544 | 4845867.5544 | 4845867.5544 | 4845867.5544 | 4845867.5544 | 4845867.5544 | 2026 | 4845867.5544 | 0 | 0 | 0 | 0 | 0 | 2026 | 6407888.9584 | 6407888.9584 | 6407888.9584 | 6407888.9584 | 6407888.9584 | 6407888.9584 | 6407888.9584 | 2026 | 6407888.9584 | 0 | 0 | 0 | 6407888.9584 | 0
[6 empty] | 2027 | 0 | 0 | 0 | 0 | 6536046.7376 | 0 |  |  | 2027 | 4942784.9055 | 4942784.9055 | 4942784.9055 | 4942784.9055 | 4942784.9055 | 4942784.9055 | 4942784.9055 | 2027 | 0 | 0 | 0 | 0 | 0 | 0 | 2027 | 6536046.7376 | 6536046.7376 | 6536046.7376 | 6536046.7376 | 6536046.7376 | 6536046.7376 | 6536046.7376 | 2027 | 0 | 0 | 0 | 0 | 6536046.7376 | 0
[6 empty] | 2028 | 0 | 0 | 0 | 0 | 6666767.6723 | 0 |  |  | 2028 | 5041640.6036 | 5041640.6036 | 5041640.6036 | 5041640.6036 | 5041640.6036 | 5041640.6036 | 5041640.6036 | 2028 | 0 | 0 | 0 | 0 | 0 | 0 | 2028 | 6666767.6723 | 6666767.6723 | 6666767.6723 | 6666767.6723 | 6666767.6723 | 6666767.6723 | 6666767.6723 | 2028 | 0 | 0 | 0 | 0 | 6666767.6723 | 0
[6 empty] | 2029 | 0 | 0 | 0 | 0 | 6800103.0258 | 0 |  |  | 2029 | 5142473.4157 | 5142473.4157 | 5142473.4157 | 5142473.4157 | 5142473.4157 | 5142473.4157 | 5142473.4157 | 2029 | 0 | 0 | 0 | 0 | 0 | 0 | 2029 | 6800103.0258 | 6800103.0258 | 6800103.0258 | 6800103.0258 | 6800103.0258 | 6800103.0258 | 6800103.0258 | 2029 | 0 | 0 | 0 | 0 | 6800103.0258 | 0
[6 empty] | 2030 | 0 | 0 | 0 | 0 | 6936105.0863 | 0 |  |  | 2030 | 5245322.884 | 5245322.884 | 5245322.884 | 5245322.884 | 5245322.884 | 5245322.884 | 5245322.884 | 2030 | 0 | 0 | 0 | 0 | 0 | 0 | 2030 | 6936105.0863 | 6936105.0863 | 6936105.0863 | 6936105.0863 | 6936105.0863 | 6936105.0863 | 6936105.0863 | 2030 | 0 | 0 | 0 | 0 | 6936105.0863 | 0
[6 empty] | 2031 | 0 | 0 | 0 | 0 | 0 | 0 |  |  | 2031 | 5350229.3417 | 5350229.3417 | 5350229.3417 | 5350229.3417 | 5350229.3417 | 5350229.3417 | 5350229.3417 | 2031 | 0 | 0 | 0 | 0 | 0 | 0 | 2031 | 7074827.188 | 7074827.188 | 7074827.188 | 7074827.188 | 7074827.188 | 7074827.188 | 7074827.188 | 2031 | 0 | 0 | 0 | 0 | 0 | 0
[6 empty] | 2032 | 0 | 0 | 0 | 0 | 0 | 0 |  |  | 2032 | 5457233.9285 | 5457233.9285 | 5457233.9285 | 5457233.9285 | 5457233.9285 | 5457233.9285 | 5457233.9285 | 2032 | 0 | 0 | 0 | 0 | 0 | 0 | 2032 | 7216323.7318 | 7216323.7318 | 7216323.7318 | 7216323.7318 | 7216323.7318 | 7216323.7318 | 7216323.7318 | 2032 | 0 | 0 | 0 | 0 | 0 | 0
[6 empty] | 2033 | 0 | 0 | 0 | 0 | 0 | 0 |  |  | 2033 | 5566378.6071 | 5566378.6071 | 5566378.6071 | 5566378.6071 | 5566378.6071 | 5566378.6071 | 5566378.6071 | 2033 | 0 | 0 | 0 | 0 | 0 | 0 | 2033 | 7360650.2064 | 7360650.2064 | 7360650.2064 | 7360650.2064 | 7360650.2064 | 7360650.2064 | 7360650.2064 | 2033 | 0 | 0 | 0 | 0 | 0 | 0
[6 empty] | 2034 | 0 | 0 | 0 | 0 | 0 | 0 |  |  | 2034 | 5677706.1792 | 5677706.1792 | 5677706.1792 | 5677706.1792 | 5677706.1792 | 5677706.1792 | 5677706.1792 | 2034 | 0 | 0 | 0 | 0 | 0 | 0 | 2034 | 7507863.2105 | 7507863.2105 | 7507863.2105 | 7507863.2105 | 7507863.2105 | 7507863.2105 | 7507863.2105 | 2034 | 0 | 0 | 0 | 0 | 0 | 0
[6 empty] | 2035 | 0 | 0 | 0 | 0 | 0 | 0 |  |  | 2035 | 5791260.3028 | 5791260.3028 | 5791260.3028 | 5791260.3028 | 5791260.3028 | 5791260.3028 | 5791260.3028 | 2035 | 0 | 0 | 0 | 0 | 0 | 0 | 2035 | 7658020.4748 | 7658020.4748 | 7658020.4748 | 7658020.4748 | 7658020.4748 | 7658020.4748 | 7658020.4748 | 2035 | 0 | 0 | 0 | 0 | 0 | 0
[6 empty] | 2036 | 0 | 0 | 0 | 0 | 0 | 0 |  |  | 2036 | 5907085.5089 | 5907085.5089 | 5907085.5089 | 5907085.5089 | 5907085.5089 | 5907085.5089 | 5907085.5089 | 2036 | 0 | 0 | 0 | 0 | 0 | 0 | 2036 | 7811180.8842 | 7811180.8842 | 7811180.8842 | 7811180.8842 | 7811180.8842 | 7811180.8842 | 7811180.8842 | 2036 | 0 | 0 | 0 | 0 | 0 | 0
[6 empty] | 2037 | 0 | 0 | 0 | 0 | 0 | 0 |  |  | 2037 | 6025227.2191 | 6025227.2191 | 6025227.2191 | 6025227.2191 | 6025227.2191 | 6025227.2191 | 6025227.2191 | 2037 | 0 | 0 | 0 | 0 | 0 | 0 | 2037 | 7967404.5019 | 7967404.5019 | 7967404.5019 | 7967404.5019 | 7967404.5019 | 7967404.5019 | 7967404.5019 | 2037 | 0 | 0 | 0 | 0 | 0 | 0
[6 empty] | 2038 | 0 | 0 | 0 | 0 | 0 | 0 |  |  | 2038 | 6145731.7634 | 6145731.7634 | 6145731.7634 | 6145731.7634 | 6145731.7634 | 6145731.7634 | 6145731.7634 | 2038 | 0 | 0 | 0 | 0 | 0 | 0 | 2038 | 8126752.592 | 8126752.592 | 8126752.592 | 8126752.592 | 8126752.592 | 8126752.592 | 8126752.592 | 2038 | 0 | 0 | 0 | 0 | 0 | 0
[6 empty] | 2039 | 0 | 0 | 0 | 0 | 0 | 0 |  |  | 2039 | 6268646.3987 | 6268646.3987 | 6268646.3987 | 6268646.3987 | 6268646.3987 | 6268646.3987 | 6268646.3987 | 2039 | 0 | 0 | 0 | 0 | 0 | 0 | 2039 | 8289287.6438 | 8289287.6438 | 8289287.6438 | 8289287.6438 | 8289287.6438 | 8289287.6438 | 8289287.6438 | 2039 | 0 | 0 | 0 | 0 | 0 | 0
[6 empty] | 2040 | 0 | 0 | 0 | 0 | 0 | 0 |  |  | 2040 | 6394019.3267 | 6394019.3267 | 6394019.3267 | 6394019.3267 | 6394019.3267 | 6394019.3267 | 6394019.3267 | 2040 | 0 | 0 | 0 | 0 | 0 | 0 | 2040 | 8455073.3967 | 8455073.3967 | 8455073.3967 | 8455073.3967 | 8455073.3967 | 8455073.3967 | 8455073.3967 | 2040 | 0 | 0 | 0 | 0 | 0 | 0
[6 empty] | 2041 | 0 | 0 | 0 | 0 | 0 | 0 |  |  | 2041 | 6521899.7132 | 6521899.7132 | 6521899.7132 | 6521899.7132 | 6521899.7132 | 6521899.7132 | 6521899.7132 | 2041 | 0 | 0 | 0 | 0 | 0 | 0 | 2041 | 8624174.8646 | 8624174.8646 | 8624174.8646 | 8624174.8646 | 8624174.8646 | 8624174.8646 | 8624174.8646 | 2041 | 0 | 0 | 0 | 0 | 0 | 0
[6 empty] | 2042 | 0 | 0 | 0 | 0 | 0 | 0 |  |  | 2042 | 6652337.7075 | 6652337.7075 | 6652337.7075 | 6652337.7075 | 6652337.7075 | 6652337.7075 | 6652337.7075 | 2042 | 0 | 0 | 0 | 0 | 0 | 0 | 2042 | 8796658.3619 | 8796658.3619 | 8796658.3619 | 8796658.3619 | 8796658.3619 | 8796658.3619 | 8796658.3619 | 2042 | 0 | 0 | 0 | 0 | 0 | 0
[6 empty] | 2043 | 0 | 0 | 0 | 0 | 0 | 0 |  |  | 2043 | 6785384.4616 | 6785384.4616 | 6785384.4616 | 6785384.4616 | 6785384.4616 | 6785384.4616 | 6785384.4616 | 2043 | 0 | 0 | 0 | 0 | 0 | 0 | 2043 | 8972591.5292 | 8972591.5292 | 8972591.5292 | 8972591.5292 | 8972591.5292 | 8972591.5292 | 8972591.5292 | 2043 | 0 | 0 | 0 | 0 | 0 | 0
[6 empty] | 2044 | 0 | 0 | 0 | 0 | 0 | 0 |  |  | 2044 | 6921092.1509 | 6921092.1509 | 6921092.1509 | 6921092.1509 | 6921092.1509 | 6921092.1509 | 6921092.1509 | 2044 | 0 | 0 | 0 | 0 | 0 | 0 | 2044 | 9152043.3597 | 9152043.3597 | 9152043.3597 | 9152043.3597 | 9152043.3597 | 9152043.3597 | 9152043.3597 | 2044 | 0 | 0 | 0 | 0 | 0 | 0
[6 empty] | 2045 | 0 | 0 | 0 | 0 | 0 | 0 |  |  | 2045 | 7059513.9939 | 7059513.9939 | 7059513.9939 | 7059513.9939 | 7059513.9939 | 7059513.9939 | 7059513.9939 | 2045 | 0 | 0 | 0 | 0 | 0 | 0 | 2045 | 9335084.2269 | 9335084.2269 | 9335084.2269 | 9335084.2269 | 9335084.2269 | 9335084.2269 | 9335084.2269 | 2045 | 0 | 0 | 0 | 0 | 0 | 0
[6 empty] | Total | 104537287.4047 | 93283530.8918 | 82250436.2714 | 68549537.858 | 108178693.4152 | 0
9: Variable O&M
[15 empty] | 1st Unit - Step 1 - Reduce baseline based on NCF | [7 empty] | 1st Unit - Step 2 - Convert MWh to Dollars | [6 empty] | 2nd Unit - Step 1 - Reduce baseline based on NCF | [7 empty] | 2nd Unit - Step 2 - Convert MWh to Dollars | [6 empty] | Increase in water costs after construction of Jones Pipeline
[6 empty] | Year | 4 | 4A | 4B | 4C | 4D | 4E |  |  | Year | Baseline | 4 | 4A | 4B | 4C | 4D | 4E | Year | 4 | 4A | 4B | 4C | 4D | 4E | Year | Baseline | 4 | 4A | 4B | 4C | 4D | 4E | Year | 4 | 4A | 4B | 4C | 4D | 4E | Year | 4 | 4A | 4B | 4C | 4D | 4E
[6 empty] | 2017 | 2076817 | 2076817 | 2076817 | 2076817 | 2076817 | 0 |  |  | 2017 | 0.26626 | 3899952 | 3899952 | 3899952 | 3899952 | 3899952 | 0 | 2017 | 1038408.5 | 1038408.5 | 1038408.5 | 1038408.5 | 1038408.5 | 0 | 2017 | 0.26626 | 3899952 | 3899952 | 3899952 | 3899952 | 3899952 | 0 | 2017 | 1038408.5 | 1038408.5 | 1038408.5 | 1038408.5 | 1038408.5 | 0 | 2017 | 0 | 0 | 0 | 0 | 0 | 0
[6 empty] | 2018 | 1219261.6905 | 2179106 | 2179106 | 1219261.6905 | 2179106 | 0 |  |  | 2018 | 0.27938 | 2182116 | 3899952 | 3899952 | 2182116 | 3899952 | 0 | 2018 | 609630.8452 | 1089553 | 1089553 | 609630.8452 | 1089553 | 0 | 2018 | 0.27938 | 2182116 | 3899952 | 3899952 | 2182116 | 3899952 | 0 | 2018 | 609630.8452 | 1089553 | 1089553 | 609630.8452 | 1089553 | 0 | 2018 | 0 | 0 | 0 | 0 | 0 | 0
[6 empty] | 2019 | 1573468.2381 | 2812156 | 2812156 | 1573468.2381 | 2812156 | 0 |  |  | 2019 | 0.36054 | 2182116 | 3899952 | 3899952 | 2182116 | 3899952 | 0 | 2019 | 786734.119 | 1406078 | 1406078 | 786734.119 | 1406078 | 0 | 2019 | 0.36054 | 2182116 | 3899952 | 3899952 | 2182116 | 3899952 | 0 | 2019 | 786734.119 | 1406078 | 1406078 | 786734.119 | 1406078 | 0 | 2019 | 0 | 0 | 0 | 0 | 0 | 0
[6 empty] | 2020 | 1623670.3929 | 1623670.3929 | 2901879 | 1623670.3929 | 1623670.3929 | 0 |  |  | 2020 | 0.37204 | 2182116 | 2182116 | 3899952 | 2182116 | 2182116 | 0 | 2020 | 811835.1964 | 811835.1964 | 1450939.5 | 811835.1964 | 811835.1964 | 0 | 2020 | 0.37204 | 2182116 | 2182116 | 3899952 | 2182116 | 2182116 | 0 | 2020 | 811835.1964 | 811835.1964 | 1450939.5 | 811835.1964 | 811835.1964 | 0 | 2020 | 0 | 0 | 0 | 0 | 0 | 0
[6 empty] | 2021 | 1686808.7381 | 1686808.7381 | 3014722 | 1686808.7381 | 1686808.7381 | 0 |  |  | 2021 | 0.38651 | 2182116 | 2182116 | 3899952 | 2182116 | 2182116 | 0 | 2021 | 843404.369 | 843404.369 | 1507361 | 843404.369 | 843404.369 | 0 | 2021 | 0.38651 | 2182116 | 2182116 | 3899952 | 2182116 | 2182116 | 0 | 2021 | 843404.369 | 843404.369 | 1507361 | 843404.369 | 843404.369 | 0 | 2021 | 0 | 0 | 0 | 0 | 0 | 0
[6 empty] | 2022 | 1720544.9129 | 1720544.9129 | 1720544.9129 | 860272.4564 | 860272.4564 | 0 |  |  | 2022 | 0.39424 | 2182116 | 2182116 | 2182116 | 0 | 0 | 0 | 2022 | 860272.4564 | 860272.4564 | 860272.4564 | 0 | 0 | 0 | 2022 | 0.39424 | 2182116 | 2182116 | 2182116 | 2182116 | 2182116 | 0 | 2022 | 860272.4564 | 860272.4564 | 860272.4564 | 860272.4564 | 860272.4564 | 0 | 2022 | 0 | 0 | 0 | 0 | 0 | 0
[6 empty] | 2023 | 1754955.8111 | 1754955.8111 | 1754955.8111 | 877477.9056 | 877477.9056 | 0 |  |  | 2023 | 0.40212 | 2182116 | 2182116 | 2182116 | 0 | 0 | 0 | 2023 | 877477.9056 | 877477.9056 | 877477.9056 | 0 | 0 | 0 | 2023 | 0.40212 | 2182116 | 2182116 | 2182116 | 2182116 | 2182116 | 0 | 2023 | 877477.9056 | 877477.9056 | 877477.9056 | 877477.9056 | 877477.9056 | 0 | 2023 | 0 | 0 | 0 | 0 | 0 | 0
[6 empty] | 2024 | 1790054.9273 | 1790054.9273 | 1790054.9273 | 895027.4637 | 895027.4637 | 0 |  |  | 2024 | 0.41016 | 2182116 | 2182116 | 2182116 | 0 | 0 | 0 | 2024 | 895027.4637 | 895027.4637 | 895027.4637 | 0 | 0 | 0 | 2024 | 0.41016 | 2182116 | 2182116 | 2182116 | 2182116 | 2182116 | 0 | 2024 | 895027.4637 | 895027.4637 | 895027.4637 | 895027.4637 | 895027.4637 | 0 | 2024 | 0 | 0 | 0 | 0 | 0 | 0
[6 empty] | 2025 | 1825856.0259 | 1825856.0259 | 0 | 0 | 912928.0129 | 0 |  |  | 2025 | 0.41837 | 2182116 | 2182116 | 0 | 0 | 0 | 0 | 2025 | 912928.0129 | 912928.0129 | 0 | 0 | 0 | 0 | 2025 | 0.41837 | 2182116 | 2182116 | 0 | 0 | 2182116 | 0 | 2025 | 912928.0129 | 912928.0129 | 0 | 0 | 912928.0129 | 0 | 2025 | 0 | 0 | 0 | 0 | 0 | 0
[6 empty] | 2026 | 1862373.1464 | 0 | 0 | 0 | 931186.5732 | 0 |  |  | 2026 | 0.42674 | 2182116 | 0 | 0 | 0 | 0 | 0 | 2026 | 931186.5732 | 0 | 0 | 0 | 0 | 0 | 2026 | 0.42674 | 2182116 | 0 | 0 | 0 | 2182116 | 0 | 2026 | 931186.5732 | 0 | 0 | 0 | 931186.5732 | 0 | 2026 | 0 | 0 | 0 | 0 | 0 | 0
[6 empty] | 2027 | 0 | 0 | 0 | 0 | 949810.3047 | 0 |  |  | 2027 | 0.43527 | 0 | 0 | 0 | 0 | 0 | 0 | 2027 | 0 | 0 | 0 | 0 | 0 | 0 | 2027 | 0.43527 | 0 | 0 | 0 | 0 | 2182116 | 0 | 2027 | 0 | 0 | 0 | 0 | 949810.3047 | 0 | 2027 | 0 | 0 | 0 | 0 | 0 | 0
[6 empty] | 2028 | 0 | 0 | 0 | 0 | 968806.5108 | 0 |  |  | 2028 | 0.44398 | 0 | 0 | 0 | 0 | 0 | 0 | 2028 | 0 | 0 | 0 | 0 | 0 | 0 | 2028 | 0.44398 | 0 | 0 | 0 | 0 | 2182116 | 0 | 2028 | 0 | 0 | 0 | 0 | 968806.5108 | 0 | 2028 | 0 | 0 | 0 | 0 | 0 | 0
[6 empty] | 2029 | 0 | 0 | 0 | 0 | 988182.641 | 0 |  |  | 2029 | 0.45286 | 0 | 0 | 0 | 0 | 0 | 0 | 2029 | 0 | 0 | 0 | 0 | 0 | 0 | 2029 | 0.45286 | 0 | 0 | 0 | 0 | 2182116 | 0 | 2029 | 0 | 0 | 0 | 0 | 988182.641 | 0 | 2029 | 0 | 0 | 0 | 0 | 0 | 0
[6 empty] | 2030 | 0 | 0 | 0 | 0 | 1007946.2938 | 0 |  |  | 2030 | 0.46191 | 0 | 0 | 0 | 0 | 0 | 0 | 2030 | 0 | 0 | 0 | 0 | 0 | 0 | 2030 | 0.46191 | 0 | 0 | 0 | 0 | 2182116 | 0 | 2030 | 0 | 0 | 0 | 0 | 1007946.2938 | 0 | 2030 | 0 | 0 | 0 | 0 | 0 | 0
[6 empty] | 2031 | 0 | 0 | 0 | 0 | 0 | 0 |  |  | 2031 | 0.47115 | 0 | 0 | 0 | 0 | 0 | 0 | 2031 | 0 | 0 | 0 | 0 | 0 | 0 | 2031 | 0.47115 | 0 | 0 | 0 | 0 | 0 | 0 | 2031 | 0 | 0 | 0 | 0 | 0 | 0 | 2031 | 0 | 0 | 0 | 0 | 0 | 0
[6 empty] | 2032 | 0 | 0 | 0 | 0 | 0 | 0 |  |  | 2032 | 0.48057 | 0 | 0 | 0 | 0 | 0 | 0 | 2032 | 0 | 0 | 0 | 0 | 0 | 0 | 2032 | 0.48057 | 0 | 0 | 0 | 0 | 0 | 0 | 2032 | 0 | 0 | 0 | 0 | 0 | 0 | 2032 | 0 | 0 | 0 | 0 | 0 | 0
[6 empty] | 2033 | 0 | 0 | 0 | 0 | 0 | 0 |  |  | 2033 | 0.49019 | 0 | 0 | 0 | 0 | 0 | 0 | 2033 | 0 | 0 | 0 | 0 | 0 | 0 | 2033 | 0.49019 | 0 | 0 | 0 | 0 | 0 | 0 | 2033 | 0 | 0 | 0 | 0 | 0 | 0 | 2033 | 0 | 0 | 0 | 0 | 0 | 0
[6 empty] | 2034 | 0 | 0 | 0 | 0 | 0 | 0 |  |  | 2034 | 0.49999 | 0 | 0 | 0 | 0 | 0 | 0 | 2034 | 0 | 0 | 0 | 0 | 0 | 0 | 2034 | 0.49999 | 0 | 0 | 0 | 0 | 0 | 0 | 2034 | 0 | 0 | 0 | 0 | 0 | 0 | 2034 | 0 | 0 | 0 | 0 | 0 | 0
[6 empty] | 2035 | 0 | 0 | 0 | 0 | 0 | 0 |  |  | 2035 | 0.50999 | 0 | 0 | 0 | 0 | 0 | 0 | 2035 | 0 | 0 | 0 | 0 | 0 | 0 | 2035 | 0.50999 | 0 | 0 | 0 | 0 | 0 | 0 | 2035 | 0 | 0 | 0 | 0 | 0 | 0 | 2035 | 0 | 0 | 0 | 0 | 0 | 0
[6 empty] | 2036 | 0 | 0 | 0 | 0 | 0 | 0 |  |  | 2036 | 0.52019 | 0 | 0 | 0 | 0 | 0 | 0 | 2036 | 0 | 0 | 0 | 0 | 0 | 0 | 2036 | 0.52019 | 0 | 0 | 0 | 0 | 0 | 0 | 2036 | 0 | 0 | 0 | 0 | 0 | 0 | 2036 | 0 | 0 | 0 | 0 | 0 | 0
[6 empty] | 2037 | 0 | 0 | 0 | 0 | 0 | 0 |  |  | 2037 | 0.53059 | 0 | 0 | 0 | 0 | 0 | 0 | 2037 | 0 | 0 | 0 | 0 | 0 | 0 | 2037 | 0.53059 | 0 | 0 | 0 | 0 | 0 | 0 | 2037 | 0 | 0 | 0 | 0 | 0 | 0 | 2037 | 0 | 0 | 0 | 0 | 0 | 0
[6 empty] | 2038 | 0 | 0 | 0 | 0 | 0 | 0 |  |  | 2038 | 0.5412 | 0 | 0 | 0 | 0 | 0 | 0 | 2038 | 0 | 0 | 0 | 0 | 0 | 0 | 2038 | 0.5412 | 0 | 0 | 0 | 0 | 0 | 0 | 2038 | 0 | 0 | 0 | 0 | 0 | 0 | 2038 | 0 | 0 | 0 | 0 | 0 | 0
[6 empty] | 2039 | 0 | 0 | 0 | 0 | 0 | 0 |  |  | 2039 | 0.55203 | 0 | 0 | 0 | 0 | 0 | 0 | 2039 | 0 | 0 | 0 | 0 | 0 | 0 | 2039 | 0.55203 | 0 | 0 | 0 | 0 | 0 | 0 | 2039 | 0 | 0 | 0 | 0 | 0 | 0 | 2039 | 0 | 0 | 0 | 0 | 0 | 0
[6 empty] | 2040 | 0 | 0 | 0 | 0 | 0 | 0 |  |  | 2040 | 0.56307 | 0 | 0 | 0 | 0 | 0 | 0 | 2040 | 0 | 0 | 0 | 0 | 0 | 0 | 2040 | 0.56307 | 0 | 0 | 0 | 0 | 0 | 0 | 2040 | 0 | 0 | 0 | 0 | 0 | 0 | 2040 | 0 | 0 | 0 | 0 | 0 | 0
[6 empty] | 2041 | 0 | 0 | 0 | 0 | 0 | 0 |  |  | 2041 | 0.57433 | 0 | 0 | 0 | 0 | 0 | 0 | 2041 | 0 | 0 | 0 | 0 | 0 | 0 | 2041 | 0.57433 | 0 | 0 | 0 | 0 | 0 | 0 | 2041 | 0 | 0 | 0 | 0 | 0 | 0 | 2041 | 0 | 0 | 0 | 0 | 0 | 0
[6 empty] | 2042 | 0 | 0 | 0 | 0 | 0 | 0 |  |  | 2042 | 0.58582 | 0 | 0 | 0 | 0 | 0 | 0 | 2042 | 0 | 0 | 0 | 0 | 0 | 0 | 2042 | 0.58582 | 0 | 0 | 0 | 0 | 0 | 0 | 2042 | 0 | 0 | 0 | 0 | 0 | 0 | 2042 | 0 | 0 | 0 | 0 | 0 | 0
[6 empty] | 2043 | 0 | 0 | 0 | 0 | 0 | 0 |  |  | 2043 | 0.59753 | 0 | 0 | 0 | 0 | 0 | 0 | 2043 | 0 | 0 | 0 | 0 | 0 | 0 | 2043 | 0.59753 | 0 | 0 | 0 | 0 | 0 | 0 | 2043 | 0 | 0 | 0 | 0 | 0 | 0 | 2043 | 0 | 0 | 0 | 0 | 0 | 0
[6 empty] | 2044 | 0 | 0 | 0 | 0 | 0 | 0 |  |  | 2044 | 0.60948 | 0 | 0 | 0 | 0 | 0 | 0 | 2044 | 0 | 0 | 0 | 0 | 0 | 0 | 2044 | 0.60948 | 0 | 0 | 0 | 0 | 0 | 0 | 2044 | 0 | 0 | 0 | 0 | 0 | 0 | 2044 | 0 | 0 | 0 | 0 | 0 | 0
[6 empty] | 2045 | 0 | 0 | 0 | 0 | 0 | 0 |  |  | 2045 | 0.62167 | 0 | 0 | 0 | 0 | 0 | 0 | 2045 | 0 | 0 | 0 | 0 | 0 | 0 | 2045 | 0.62167 | 0 | 0 | 0 | 0 | 0 | 0 | 2045 | 0 | 0 | 0 | 0 | 0 | 0 | 2045 | 0 | 0 | 0 | 0 | 0 | 0
[6 empty] | Total | 17133810.8831 | 17469969.8081 | 18250235.6513 | 10812803.8852 | 18770196.2929 | 0

## Scenario 5
CALCULATIONS ONLY >>>>>>>>>
1: Scenario Information
[6 empty] | Capacity Factor |  | Derated CT |  | Annual MWh |  | Derated Annual MWh
ID: | Scenario Type |  |  |  |  | Unit 1 | Unit 2 | Unit 1 | Unit 2 | Unit 1 | Unit 2 | Unit 1 | Unit 2
5 | Summer Peaking (400MW 8 hrs, 230MW 16 hrs, 0MW off-peak) |  |  |  |  | 84% | 84% | 18.2% | 18.2% | 3899952 | 3899952 | 844989.6 | 844989.6
2: Sensitivity Information
[9 empty] | *Leave blank if N/A |  | *Do not delete
|  | Pipeline |  | Hybrid Cooling |  |  | Retirement Date |  | Reduced Operations |  | Reduced Operations
ID: | Scenario Description | Yes/No | COD | Yes/No | COD | Water Option | Unit 1 | Unit 2 | Unit 1 | Unit 2 | Unit 1 | Unit 2
5 | Summer Peaking (2018 start) | No |  | No |  | Scenario 5 | 2032 | 2032 | 2018 | 2018 | 2018 | 2018
5A | Summer Peaking (2020 start) | No |  | No |  | Scenario 5A | 2030 | 2030 | 2020 | 2020 | 2020 | 2020
5B | Summer Peaking (2022 start) | No |  | No |  | Scenario 5B | 2025 | 2025 | 2022 | 2022 | 2022 | 2022
5C | Summer Peaking (2018 start) | No |  | No |  | Scenario 5C | 2021 | 2024 | 2018 | 2018 | 2018 | 2018
5D | Summer Peaking (2020 start) | No |  | No |  | Scenario 5D | 2021 | 2032 | 2020 | 2020 | 2020 | 2020
5E | Blank | [9 empty] | 0 | 0
3: On-Going CapX - Managed Decline
Index
| Summer Peaking (400MW 8 hrs, 230MW 16 hrs, 0MW off-peak) |  |  |  |  | 6
| Managed Decline |  |  |  |  | Percentage
| 4 Years before end of Operation |  |  |  |  | 72.5%
| 3 Years before end of Operation |  |  |  |  | 48.6%
| 2 Years before end of Operation |  |  |  |  | 21.4%
| Year of Retirement |  |  |  |  | 3.97%
4: Fixed O&M Labor Reduction (single unit operation calculated with retirment dates)
| Increase contract labor after O&M Labor Reduction |  |  |  |  | 10%
5: On-Going CapX - Calculations | [14 empty] | 1st Unit - Step 1 - Reduce baseline based on scenario | [7 empty] | 1st Unit - Step 2 - Managed decline and retirement adjustments | [6 empty] | 2nd Unit - Step 1 - Reduce baseline based on scenario | [7 empty] | 2nd Unit - Step 2 - Managed decline and retirement adjustments
[6 empty] | Year | 5 | 5A | 5B | 5C | 5D | 5E |  |  | Year | Baseline | 5 | 5A | 5B | 5C | 5D | 5E | Year | 5 | 5A | 5B | 5C | 5D | 5E | Year | Baseline | 5 | 5A | 5B | 5C | 5D | 5E | Year | 5 | 5A | 5B | 5C | 5D | 5E
[6 empty] | 2017 | 18803258.5 | 18803258.5 | 18803258.5 | 18803258.5 | 18803258.5 | 0 |  |  | 2017 | 5101701.2425 | 5101701.2425 | 5101701.2425 | 5101701.2425 | 5101701.2425 | 5101701.2425 | 5101701.2425 | 2017 | 5101701.2425 | 5101701.2425 | 5101701.2425 | 5101701.2425 | 5101701.2425 | 0 | 2017 | 13701557.2575 | 13701557.2575 | 13701557.2575 | 13701557.2575 | 13701557.2575 | 13701557.2575 | 13701557.2575 | 2017 | 13701557.2575 | 13701557.2575 | 13701557.2575 | 13701557.2575 | 13701557.2575 | 0
[6 empty] | 2018 | 13964142.213 | 15515713.57 | 15515713.57 | 11702246.2984 | 12339920.3161 | 0 |  |  | 2018 | 9138973.3925 | 8225076.0532 | 9138973.3925 | 9138973.3925 | 8225076.0532 | 9138973.3925 | 9138973.3925 | 2018 | 8225076.0532 | 9138973.3925 | 9138973.3925 | 5963180.1386 | 5963180.1386 | 0 | 2018 | 6376740.1775 | 5739066.1598 | 6376740.1775 | 6376740.1775 | 5739066.1598 | 6376740.1775 | 6376740.1775 | 2018 | 5739066.1598 | 6376740.1775 | 6376740.1775 | 5739066.1598 | 6376740.1775 | 0
[6 empty] | 2019 | 9320316.435 | 10355907.15 | 10355907.15 | 7561353.4109 | 8216710.0092 | 0 | 2330079.1088 |  | 2019 | 3802341.1675 | 3422107.0507 | 3802341.1675 | 3802341.1675 | 3422107.0507 | 3802341.1675 | 3802341.1675 | 2019 | 3422107.0507 | 3802341.1675 | 3802341.1675 | 1663144.0267 | 1663144.0267 | 0 | 2019 | 6553565.9825 | 5898209.3843 | 6553565.9825 | 6553565.9825 | 5898209.3843 | 6553565.9825 | 6553565.9825 | 2019 | 5898209.3843 | 6553565.9825 | 6553565.9825 | 5898209.3843 | 6553565.9825 | 0
[6 empty] | 2020 | 11682802.887 | 15020746.569 | 16689718.41 | 8291414.6848 | 10396574.5783 | 0 |  |  | 2020 | 6163918.9425 | 4314743.2597 | 5547527.0482 | 6163918.9425 | 4314743.2597 | 5547527.0482 | 6163918.9425 | 2020 | 4314743.2597 | 5547527.0482 | 6163918.9425 | 923355.0576 | 923355.0576 | 0 | 2020 | 10525799.4675 | 7368059.6272 | 9473219.5208 | 10525799.4675 | 7368059.6272 | 9473219.5208 | 10525799.4675 | 2020 | 7368059.6272 | 9473219.5208 | 10525799.4675 | 7368059.6272 | 9473219.5208 | 0
[6 empty] | 2021 | 8858409.1897 | 13287613.7845 | 14764015.3161 | 2050761.8079 | 3972240.4252 | 0 |  |  | 2021 | 10631803.2359 | 6379081.9416 | 9568622.9124 | 10631803.2359 | 6379081.9416 | 9568622.9124 | 10631803.2359 | 2021 | 6379081.9416 | 9568622.9124 | 10631803.2359 | 253249.5531 | 253249.5531 | 0 | 2021 | 4132212.0801 | 2479327.2481 | 3718990.8721 | 4132212.0801 | 2479327.2481 | 3718990.8721 | 4132212.0801 | 2021 | 2479327.2481 | 3718990.8721 | 4132212.0801 | 1797512.2549 | 3718990.8721 | 0
[6 empty] | 2022 | 5387142.8994 | 7542000.0592 | 5882994.3161 | 1656854.2017 | 4772831.0337 | 0 |  |  | 2022 | 3955955.7507 | 1977977.8753 | 2769169.0255 | 3560360.1756 | 1977977.8753 | 2769169.0255 | 3955955.7507 | 2022 | 1977977.8753 | 2769169.0255 | 1434033.9596 | 0 | 0 | 0 | 2022 | 6818330.0482 | 3409165.0241 | 4772831.0337 | 6136497.0434 | 3409165.0241 | 4772831.0337 | 6818330.0482 | 2022 | 3409165.0241 | 4772831.0337 | 4448960.3564 | 1656854.2017 | 4772831.0337 | 0
[6 empty] | 2023 | 6945593.2135 | 10418389.8203 | 6036661.4509 | 937409.1752 | 6570625.0596 | 0 |  |  | 2023 | 6412941.2678 | 2565176.5071 | 3847764.7607 | 5771647.141 | 2565176.5071 | 3847764.7607 | 6412941.2678 | 2023 | 2565176.5071 | 3847764.7607 | 1246675.7825 | 0 | 0 | 0 | 2023 | 10951041.766 | 4380416.7064 | 6570625.0596 | 9855937.5894 | 4380416.7064 | 6570625.0596 | 10951041.766 | 2023 | 4380416.7064 | 6570625.0596 | 4789985.6684 | 937409.1752 | 6570625.0596 | 0
[6 empty] | 2024 | 6144192.6139 | 7680240.7674 | 1590862.8708 | 68270.5568 | 2149576.7241 | 0 |  |  | 2024 | 11061328.0867 | 4424531.2347 | 5530664.0433 | 7742929.6607 | 4424531.2347 | 5530664.0433 | 11061328.0867 | 2024 | 4424531.2347 | 5530664.0433 | 946849.6842 | 0 | 0 | 0 | 2024 | 4299153.4482 | 1719661.3793 | 2149576.7241 | 3009407.4137 | 1719661.3793 | 2149576.7241 | 4299153.4482 | 2024 | 1719661.3793 | 2149576.7241 | 644013.1865 | 68270.5568 | 2149576.7241 | 0
[6 empty] | 2025 | 4483826.7781 | 4483826.7781 | 234332.6203 | 0 | 2837516.2329 | 0 |  |  | 2025 | 4115776.363 | 1646310.5452 | 1646310.5452 | 2469465.8178 | 1646310.5452 | 1646310.5452 | 4115776.363 | 2025 | 1646310.5452 | 1646310.5452 | 65358.5286 | 0 | 0 | 0 | 2025 | 7093790.5821 | 2837516.2329 | 2837516.2329 | 4256274.3493 | 2837516.2329 | 2837516.2329 | 7093790.5821 | 2025 | 2837516.2329 | 2837516.2329 | 168974.0917 | 0 | 2837516.2329 | 0
[6 empty] | 2026 | 7226195.1793 | 7226195.1793 | 0 | 0 | 4557385.5413 | 0 |  |  | 2026 | 6672024.095 | 2668809.638 | 2668809.638 | 3336012.0475 | 2668809.638 | 2668809.638 | 6672024.095 | 2026 | 2668809.638 | 2668809.638 | 0 | 0 | 0 | 0 | 2026 | 11393463.8533 | 4557385.5413 | 4557385.5413 | 5696731.9267 | 4557385.5413 | 4557385.5413 | 11393463.8533 | 2026 | 4557385.5413 | 4557385.5413 | 0 | 0 | 4557385.5413 | 0
[6 empty] | 2027 | 6392417.9955 | 4634503.0468 | 0 | 0 | 1789135.699 | 0 |  |  | 2027 | 11508205.7414 | 4603282.2966 | 4603282.2966 | 4603282.2966 | 4603282.2966 | 4603282.2966 | 11508205.7414 | 2027 | 4603282.2966 | 3337379.665 | 0 | 0 | 0 | 0 | 2027 | 4472839.2475 | 1789135.699 | 1789135.699 | 1789135.699 | 1789135.699 | 1789135.699 | 4472839.2475 | 2027 | 1789135.699 | 1297123.3818 | 0 | 0 | 1789135.699 | 0
[6 empty] | 2028 | 4758272.8475 | 2312520.6039 | 0 | 0 | 3011194.9264 | 0 |  |  | 2028 | 4367694.8026 | 1747077.921 | 1747077.921 | 1747077.921 | 1747077.921 | 1747077.921 | 4367694.8026 | 2028 | 1747077.921 | 849079.8696 | 0 | 0 | 0 | 0 | 2028 | 7527987.3161 | 3011194.9264 | 3011194.9264 | 3011194.9264 | 3011194.9264 | 3011194.9264 | 7527987.3161 | 2028 | 3011194.9264 | 1463440.7342 | 0 | 0 | 3011194.9264 | 0
[6 empty] | 2029 | 5559659.6971 | 1641058.1726 | 0 | 0 | 3506342.1468 | 0 |  |  | 2029 | 7080405.3458 | 2832162.1383 | 2832162.1383 | 2832162.1383 | 2832162.1383 | 2832162.1383 | 7080405.3458 | 2029 | 2053317.5503 | 606082.6976 | 0 | 0 | 0 | 0 | 2029 | 12090834.9889 | 4836333.9955 | 4836333.9955 | 4836333.9955 | 4836333.9955 | 4836333.9955 | 12090834.9889 | 2029 | 3506342.1468 | 1034975.475 | 0 | 0 | 3506342.1468 | 0
[6 empty] | 2030 | 3232226.4377 | 264031.6658 | 0 | 0 | 904648.5557 | 0 |  |  | 2030 | 11973137.2533 | 4789254.9013 | 4789254.9013 | 4789254.9013 | 4789254.9013 | 4789254.9013 | 11973137.2533 | 2030 | 2327577.882 | 190133.4196 | 0 | 0 | 0 | 0 | 2030 | 4653541.9531 | 1861416.7812 | 1861416.7812 | 1861416.7812 | 1861416.7812 | 1861416.7812 | 4653541.9531 | 2030 | 904648.5557 | 73898.2462 | 0 | 0 | 904648.5557 | 0
[6 empty] | 2031 | 1059408.5131 | 0 | 0 | 0 | 670429.3011 | 0 |  |  | 2031 | 4544149.6726 | 1817659.8691 | 1817659.8691 | 1817659.8691 | 1817659.8691 | 1817659.8691 | 4544149.6726 | 2031 | 388979.212 | 0 | 0 | 0 | 0 | 0 | 2031 | 7832118.0037 | 3132847.2015 | 3132847.2015 | 3132847.2015 | 3132847.2015 | 3132847.2015 | 7832118.0037 | 2031 | 670429.3011 | 0 | 0 | 0 | 670429.3011 | 0
[6 empty] | 2032 | 316738.6441 | 0 | 0 | 0 | 199759.359 | 0 |  |  | 2032 | 7366453.7218 | 2946581.4887 | 2946581.4887 | 2946581.4887 | 2946581.4887 | 2946581.4887 | 7366453.7218 | 2032 | 116979.2851 | 0 | 0 | 0 | 0 | 0 | 2032 | 12579304.7224 | 5031721.889 | 5031721.889 | 5031721.889 | 5031721.889 | 5031721.889 | 12579304.7224 | 2032 | 199759.359 | 0 | 0 | 0 | 199759.359 | 0
[6 empty] | 2033 | 0 | 0 | 0 | 0 | 0 | 0 |  |  | 2033 | 12456851.9984 | 4982740.7993 | 4982740.7993 | 4982740.7993 | 4982740.7993 | 4982740.7993 | 12456851.9984 | 2033 | 0 | 0 | 0 | 0 | 0 | 0 | 2033 | 4841545.048 | 1936618.0192 | 1936618.0192 | 1936618.0192 | 1936618.0192 | 1936618.0192 | 4841545.048 | 2033 | 0 | 0 | 0 | 0 | 0 | 0
[6 empty] | 2034 | 0 | 0 | 0 | 0 | 0 | 0 |  |  | 2034 | 4727733.3194 | 1891093.3278 | 1891093.3278 | 1891093.3278 | 1891093.3278 | 1891093.3278 | 4727733.3194 | 2034 | 0 | 0 | 0 | 0 | 0 | 0 | 2034 | 8148535.571 | 3259414.2284 | 3259414.2284 | 3259414.2284 | 3259414.2284 | 3259414.2284 | 8148535.571 | 2034 | 0 | 0 | 0 | 0 | 0 | 0
[6 empty] | 2035 | 0 | 0 | 0 | 0 | 0 | 0 |  |  | 2035 | 7664058.4521 | 3065623.3809 | 3065623.3809 | 3065623.3809 | 3065623.3809 | 3065623.3809 | 7664058.4521 | 2035 | 0 | 0 | 0 | 0 | 0 | 0 | 2035 | 13087508.6332 | 5235003.4533 | 5235003.4533 | 5235003.4533 | 5235003.4533 | 5235003.4533 | 13087508.6332 | 2035 | 0 | 0 | 0 | 0 | 0 | 0
[6 empty] | 2036 | 0 | 0 | 0 | 0 | 0 | 0 |  |  | 2036 | 12960108.8191 | 5184043.5276 | 5184043.5276 | 5184043.5276 | 5184043.5276 | 5184043.5276 | 12960108.8191 | 2036 | 0 | 0 | 0 | 0 | 0 | 0 | 2036 | 5037143.4679 | 2014857.3872 | 2014857.3872 | 2014857.3872 | 2014857.3872 | 2014857.3872 | 5037143.4679 | 2036 | 0 | 0 | 0 | 0 | 0 | 0
[6 empty] | 2037 | 0 | 0 | 0 | 0 | 0 | 0 |  |  | 2037 | 4918733.7455 | 1967493.4982 | 1967493.4982 | 1967493.4982 | 1967493.4982 | 1967493.4982 | 4918733.7455 | 2037 | 0 | 0 | 0 | 0 | 0 | 0 | 2037 | 8477736.4081 | 3391094.5632 | 3391094.5632 | 3391094.5632 | 3391094.5632 | 3391094.5632 | 8477736.4081 | 2037 | 0 | 0 | 0 | 0 | 0 | 0
[6 empty] | 2038 | 0 | 0 | 0 | 0 | 0 | 0 |  |  | 2038 | 7973686.4136 | 3189474.5654 | 3189474.5654 | 3189474.5654 | 3189474.5654 | 3189474.5654 | 7973686.4136 | 2038 | 0 | 0 | 0 | 0 | 0 | 0 | 2038 | 13616243.982 | 5446497.5928 | 5446497.5928 | 5446497.5928 | 5446497.5928 | 5446497.5928 | 13616243.982 | 2038 | 0 | 0 | 0 | 0 | 0 | 0
[6 empty] | 2039 | 0 | 0 | 0 | 0 | 0 | 0 |  |  | 2039 | 13483697.2154 | 5393478.8862 | 5393478.8862 | 5393478.8862 | 5393478.8862 | 5393478.8862 | 13483697.2154 | 2039 | 0 | 0 | 0 | 0 | 0 | 0 | 2039 | 5240644.064 | 2096257.6256 | 2096257.6256 | 2096257.6256 | 2096257.6256 | 2096257.6256 | 5240644.064 | 2039 | 0 | 0 | 0 | 0 | 0 | 0
[6 empty] | 2040 | 0 | 0 | 0 | 0 | 0 | 0 |  |  | 2040 | 5117450.5888 | 2046980.2355 | 2046980.2355 | 2046980.2355 | 2046980.2355 | 2046980.2355 | 5117450.5888 | 2040 | 0 | 0 | 0 | 0 | 0 | 0 | 2040 | 8820236.959 | 3528094.7836 | 3528094.7836 | 3528094.7836 | 3528094.7836 | 3528094.7836 | 8820236.959 | 2040 | 0 | 0 | 0 | 0 | 0 | 0
[6 empty] | 2041 | 0 | 0 | 0 | 0 | 0 | 0 |  |  | 2041 | 8295823.3447 | 3318329.3379 | 3318329.3379 | 3318329.3379 | 3318329.3379 | 3318329.3379 | 8295823.3447 | 2041 | 0 | 0 | 0 | 0 | 0 | 0 | 2041 | 14166340.2389 | 5666536.0955 | 5666536.0955 | 5666536.0955 | 5666536.0955 | 5666536.0955 | 14166340.2389 | 2041 | 0 | 0 | 0 | 0 | 0 | 0
[6 empty] | 2042 | 0 | 0 | 0 | 0 | 0 | 0 |  |  | 2042 | 14028438.5829 | 5611375.4332 | 5611375.4332 | 5611375.4332 | 5611375.4332 | 5611375.4332 | 14028438.5829 | 2042 | 0 | 0 | 0 | 0 | 0 | 0 | 2042 | 5452366.0842 | 2180946.4337 | 2180946.4337 | 2180946.4337 | 2180946.4337 | 2180946.4337 | 5452366.0842 | 2042 | 0 | 0 | 0 | 0 | 0 | 0
[6 empty] | 2043 | 0 | 0 | 0 | 0 | 0 | 0 |  |  | 2043 | 5324195.5926 | 2129678.2371 | 2129678.2371 | 2129678.2371 | 2129678.2371 | 2129678.2371 | 5324195.5926 | 2043 | 0 | 0 | 0 | 0 | 0 | 0 | 2043 | 9176574.5321 | 3670629.8128 | 3670629.8128 | 3670629.8128 | 3670629.8128 | 3670629.8128 | 9176574.5321 | 2043 | 0 | 0 | 0 | 0 | 0 | 0
[6 empty] | 2044 | 0 | 0 | 0 | 0 | 0 | 0 |  |  | 2044 | 8630974.6078 | 3452389.8431 | 3452389.8431 | 3452389.8431 | 3452389.8431 | 3452389.8431 | 8630974.6078 | 2044 | 0 | 0 | 0 | 0 | 0 | 0 | 2044 | 14738660.3845 | 5895464.1538 | 5895464.1538 | 5895464.1538 | 5895464.1538 | 5895464.1538 | 14738660.3845 | 2044 | 0 | 0 | 0 | 0 | 0 | 0
[6 empty] | 2045 | 0 | 0 | 0 | 0 | 0 | 0 |  |  | 2045 | 14595187.5016 | 5838075.0007 | 5838075.0007 | 5838075.0007 | 5838075.0007 | 5838075.0007 | 14595187.5016 | 2045 | 0 | 0 | 0 | 0 | 0 | 0 | 2045 | 5672641.674 | 2269056.6696 | 2269056.6696 | 2269056.6696 | 2269056.6696 | 2269056.6696 | 5672641.674 | 2045 | 0 | 0 | 0 | 0 | 0 | 0
[6 empty] | Total | 114134604.0439 | 119186005.6669 | 89873464.2041 | 51071568.6357 | 84698148.4084 | 0
6: On-Going CapX - H2O | [44 empty] | Jones Pipeline | [6 empty] | Hybrid Cooling
[6 empty] | Year | 5 | 5A | 5B | 5C | 5D | 5E | [32 empty] | Year | 5 | 5A | 5B | 5C | 5D | 5E | Year | 5 | 5A | 5B | 5C | 5D | 5E
[6 empty] | 2017 | 600000 | 600000 | 600000 | 600000 | 600000 | [33 empty] | 2017 | 0 | 0 | 0 | 0 | 0 | 0 | 2017 | 0 | 0 | 0 | 0 | 0 | 0
[6 empty] | 2018 | 3927000 | 4641000 | 4641000 | 4641000 | 4641000 | [33 empty] | 2018 | 0 | 0 | 0 | 0 | 0 | 0 | 2018 | 0 | 0 | 0 | 0 | 0 | 0
[6 empty] | 2019 | 364000 | 728000 | 728000 | 364000 | 364000 |  | 91000 | [31 empty] | 2019 | 0 | 0 | 0 | 0 | 0 | 0 | 2019 | 0 | 0 | 0 | 0 | 0 | 0
[6 empty] | 2020 | 371000 | 371000 | 2015208 | 371000 | 371000 | [33 empty] | 2020 | 0 | 0 | 0 | 0 | 0 | 0 | 2020 | 0 | 0 | 0 | 0 | 0 | 0
[6 empty] | 2021 | 378000 | 1406432.16 | 648000 | 0 | 378000 | [33 empty] | 2021 | 0 | 0 | 0 | 0 | 0 | 0 | 2021 | 0 | 0 | 0 | 0 | 0 | 0
[6 empty] | 2022 | 385000 | 330000 | 330000 | 0 | 1434080.8032 | [33 empty] | 2022 | 0 | 0 | 0 | 0 | 0 | 0 | 2022 | 0 | 0 | 0 | 0 | 0 | 0
[6 empty] | 2023 | 392000 | 336000 | 0 | 0 | 336000 | [33 empty] | 2023 | 0 | 0 | 0 | 0 | 0 | 0 | 2023 | 0 | 0 | 0 | 0 | 0 | 0
[6 empty] | 2024 | 1490685.6676 | 342000 | 0 | 0 | 342000 | [33 empty] | 2024 | 0 | 0 | 0 | 0 | 0 | 0 | 2024 | 0 | 0 | 0 | 0 | 0 | 0
[6 empty] | 2025 | 348000 | 348000 | 0 | 0 | 348000 | [33 empty] | 2025 | 0 | 0 | 0 | 0 | 0 | 0 | 2025 | 0 | 0 | 0 | 0 | 0 | 0
[6 empty] | 2026 | 354000 | 0 | 0 | 0 | 354000 | [33 empty] | 2026 | 0 | 0 | 0 | 0 | 0 | 0 | 2026 | 0 | 0 | 0 | 0 | 0 | 0
[6 empty] | 2027 | 360000 | 0 | 0 | 0 | 360000 | [33 empty] | 2027 | 0 | 0 | 0 | 0 | 0 | 0 | 2027 | 0 | 0 | 0 | 0 | 0 | 0
[6 empty] | 2028 | 366000 | 0 | 0 | 0 | 366000 | [33 empty] | 2028 | 0 | 0 | 0 | 0 | 0 | 0 | 2028 | 0 | 0 | 0 | 0 | 0 | 0
[6 empty] | 2029 | 0 | 0 | 0 | 0 | 372000 | [33 empty] | 2029 | 0 | 0 | 0 | 0 | 0 | 0 | 2029 | 0 | 0 | 0 | 0 | 0 | 0
[6 empty] | 2030 | 0 | 0 | 0 | 0 | 4582221.549 | [33 empty] | 2030 | 0 | 0 | 0 | 0 | 0 | 0 | 2030 | 0 | 0 | 0 | 0 | 0 | 0
[6 empty] | 2031 | 0 | 0 | 0 | 0 | 384000 | [33 empty] | 2031 | 0 | 0 | 0 | 0 | 0 | 0 | 2031 | 0 | 0 | 0 | 0 | 0 | 0
[6 empty] | 2032 | 0 | 0 | 0 | 0 | 0 | [33 empty] | 2032 | 0 | 0 | 0 | 0 | 0 | 0 | 2032 | 0 | 0 | 0 | 0 | 0 | 0
[6 empty] | 2033 | 0 | 0 | 0 | 0 | 0 | [33 empty] | 2033 | 0 | 0 | 0 | 0 | 0 | 0 | 2033 | 0 | 0 | 0 | 0 | 0 | 0
[6 empty] | 2034 | 0 | 0 | 0 | 0 | 0 | [33 empty] | 2034 | 0 | 0 | 0 | 0 | 0 | 0 | 2034 | 0 | 0 | 0 | 0 | 0 | 0
[6 empty] | 2035 | 0 | 0 | 0 | 0 | 0 | [33 empty] | 2035 | 0 | 0 | 0 | 0 | 0 | 0 | 2035 | 0 | 0 | 0 | 0 | 0 | 0
[6 empty] | 2036 | 0 | 0 | 0 | 0 | 0 | [33 empty] | 2036 | 0 | 0 | 0 | 0 | 0 | 0 | 2036 | 0 | 0 | 0 | 0 | 0 | 0
[6 empty] | 2037 | 0 | 0 | 0 | 0 | 0 | [33 empty] | 2037 | 0 | 0 | 0 | 0 | 0 | 0 | 2037 | 0 | 0 | 0 | 0 | 0 | 0
[6 empty] | 2038 | 0 | 0 | 0 | 0 | 0 | [33 empty] | 2038 | 0 | 0 | 0 | 0 | 0 | 0 | 2038 | 0 | 0 | 0 | 0 | 0 | 0
[6 empty] | 2039 | 0 | 0 | 0 | 0 | 0 | [33 empty] | 2039 | 0 | 0 | 0 | 0 | 0 | 0 | 2039 | 0 | 0 | 0 | 0 | 0 | 0
[6 empty] | 2040 | 0 | 0 | 0 | 0 | 0 | [33 empty] | 2040 | 0 | 0 | 0 | 0 | 0 | 0 | 2040 | 0 | 0 | 0 | 0 | 0 | 0
[6 empty] | 2041 | 0 | 0 | 0 | 0 | 0 | [33 empty] | 2041 | 0 | 0 | 0 | 0 | 0 | 0 | 2041 | 0 | 0 | 0 | 0 | 0 | 0
[6 empty] | 2042 | 0 | 0 | 0 | 0 | 0 | [33 empty] | 2042 | 0 | 0 | 0 | 0 | 0 | 0 | 2042 | 0 | 0 | 0 | 0 | 0 | 0
[6 empty] | 2043 | 0 | 0 | 0 | 0 | 0 | [33 empty] | 2043 | 0 | 0 | 0 | 0 | 0 | 0 | 2043 | 0 | 0 | 0 | 0 | 0 | 0
[6 empty] | 2044 | 0 | 0 | 0 | 0 | 0 | [33 empty] | 2044 | 0 | 0 | 0 | 0 | 0 | 0 | 2044 | 0 | 0 | 0 | 0 | 0 | 0
[6 empty] | 2045 | 0 | 0 | 0 | 0 | 0 | [33 empty] | 2045 | 0 | 0 | 0 | 0 | 0 | 0 | 2045 | 0 | 0 | 0 | 0 | 0 | 0
[6 empty] | Total | 9335685.6676 | 9102432.16 | 8962208 | 5976000 | 15232302.3522 | 0
7: Fixed O&M - Labor | [14 empty] | 1st Unit - Step 1 - Reduce baseline based on scenario | [7 empty] | 1st Unit - Step 1 - Single Unit Operation and Retirement | [6 empty] | 2nd Unit - Step 1 - Reduce baseline based on scenario | [7 empty] | 2nd Unit - Step 1 - Single Unit Operation and Retirement
[6 empty] | Year | 5 | 5A | 5B | 5C | 5D | 5E |  |  | Year | Baseline | 5 | 5A | 5B | 5C | 5D | 5E | Year | 5 | 5A | 5B | 5C | 5D | 5E | Year | Baseline | 5 | 5A | 5B | 5C | 5D | 5E | Year | 5 | 5A | 5B | 5C | 5D | 5E
[6 empty] | 2017 | 18063856.14 | 18063856.14 | 18063856.14 | 18063856.14 | 18063856.14 | 0 |  |  | 2017 | 5908687.3434 | A | A | A | A | A | Retired | 2017 | 5908687.3434 | 5908687.3434 | 5908687.3434 | 5908687.3434 | 5908687.3434 | 0 | 2017 | 12155168.7966 | A | A | A | A | A | Retired | 2017 | 12155168.7966 | 12155168.7966 | 12155168.7966 | 12155168.7966 | 12155168.7966 | 0
[6 empty] | 2018 | 10741975.0533 | 18538569.85 | 18538569.85 | 10741975.0533 | 18538569.85 | 0 |  |  | 2018 | 6063966.1979 | B | A | A | B | A | Retired | 2018 | 3513700.0399 | 6063966.1979 | 6063966.1979 | 3513700.0399 | 6063966.1979 | 0 | 2018 | 12474603.6521 | B | A | A | B | A | Retired | 2018 | 7228275.0133 | 12474603.6521 | 12474603.6521 | 7228275.0133 | 12474603.6521 | 0
[6 empty] | 2019 | 10924924.549 | 18854305.27 | 18854305.27 | 10924924.549 | 18854305.27 | 0 | 2731231.1372 |  | 2019 | 6167243.2538 | B | A | A | B | A | Retired | 2019 | 3573542.82 | 6167243.2538 | 6167243.2538 | 3573542.82 | 6167243.2538 | 0 | 2019 | 12687062.0162 | B | A | A | B | A | Retired | 2019 | 7351381.729 | 12687062.0162 | 12687062.0162 | 7351381.729 | 12687062.0162 | 0
[6 empty] | 2020 | 11493147.6189 | 11493147.6189 | 19834948.31 | 11493147.6189 | 11493147.6189 | 0 |  |  | 2020 | 6488011.5922 | B | B | A | B | B | Retired | 2020 | 3759408.5861 | 3759408.5861 | 6488011.5922 | 3759408.5861 | 3759408.5861 | 0 | 2020 | 13346936.7178 | B | B | A | B | B | Retired | 2020 | 7733739.0327 | 7733739.0327 | 13346936.7178 | 7733739.0327 | 7733739.0327 | 0
[6 empty] | 2021 | 11558273.0215 | 11558273.0215 | 19947342.15 | 11558273.0215 | 11558273.0215 | 0 |  |  | 2021 | 6524775.6173 | B | B | A | B | B | Retired | 2021 | 3780711.1053 | 3780711.1053 | 6524775.6173 | 3780711.1053 | 3780711.1053 | 0 | 2021 | 13422566.5327 | B | B | A | B | B | Retired | 2021 | 7777561.9162 | 7777561.9162 | 13422566.5327 | 7777561.9162 | 7777561.9162 | 0
[6 empty] | 2022 | 11789438.4819 | 11789438.4819 | 11789438.4819 | 10268263.3975 | 10268263.3975 | 0 |  |  | 2022 | 6655271.1296 | B | B | B | Retired | Retired | Retired | 2022 | 3856325.3274 | 3856325.3274 | 3856325.3274 | 0 | 0 | 0 | 2022 | 13691017.8634 | B | B | B | C | C | Retired | 2022 | 7933113.1545 | 7933113.1545 | 7933113.1545 | 10268263.3975 | 10268263.3975 | 0
[6 empty] | 2023 | 12025227.2516 | 12025227.2516 | 12025227.2516 | 10473628.6655 | 10473628.6655 | 0 |  |  | 2023 | 6788376.5522 | B | B | B | Retired | Retired | Retired | 2023 | 3933451.834 | 3933451.834 | 3933451.834 | 0 | 0 | 0 | 2023 | 13964838.2207 | B | B | B | C | C | Retired | 2023 | 8091775.4176 | 8091775.4176 | 8091775.4176 | 10473628.6655 | 10473628.6655 | 0
[6 empty] | 2024 | 12265731.7966 | 12265731.7966 | 12265731.7966 | 10683101.2388 | 10683101.2388 | 0 |  |  | 2024 | 6924144.0832 | B | B | B | Retired | Retired | Retired | 2024 | 4012120.8707 | 4012120.8707 | 4012120.8707 | 0 | 0 | 0 | 2024 | 14244134.9851 | B | B | B | C | C | Retired | 2024 | 8253610.9259 | 8253610.9259 | 8253610.9259 | 10683101.2388 | 10683101.2388 | 0
[6 empty] | 2025 | 12511046.4325 | 12511046.4325 | 12511046.4325 | 0 | 10896763.2636 | 0 |  |  | 2025 | 7062626.9649 | B | B | B | Retired | Retired | Retired | 2025 | 4092363.2881 | 4092363.2881 | 4092363.2881 | 0 | 0 | 0 | 2025 | 14529017.6848 | B | B | B | Retired | C | Retired | 2025 | 8418683.1444 | 8418683.1444 | 8418683.1444 | 0 | 10896763.2636 | 0
[6 empty] | 2026 | 12761267.3612 | 12761267.3612 | 0 | 0 | 11114698.5289 | 0 |  |  | 2026 | 7203879.5042 | B | B | Retired | Retired | Retired | Retired | 2026 | 4174210.5538 | 4174210.5538 | 0 | 0 | 0 | 0 | 2026 | 14819598.0385 | B | B | Retired | Retired | C | Retired | 2026 | 8587056.8073 | 8587056.8073 | 0 | 0 | 11114698.5289 | 0
[6 empty] | 2027 | 13016492.7084 | 13016492.7084 | 0 | 0 | 11336992.4994 | 0 |  |  | 2027 | 7347957.0943 | B | B | Retired | Retired | Retired | Retired | 2027 | 4257694.7649 | 4257694.7649 | 0 | 0 | 0 | 0 | 2027 | 15115989.9992 | B | B | Retired | Retired | C | Retired | 2027 | 8758797.9435 | 8758797.9435 | 0 | 0 | 11336992.4994 | 0
[6 empty] | 2028 | 13276822.5626 | 13276822.5626 | 0 | 0 | 11563732.3494 | 0 |  |  | 2028 | 7494916.2362 | B | B | Retired | Retired | Retired | Retired | 2028 | 4342848.6602 | 4342848.6602 | 0 | 0 | 0 | 0 | 2028 | 15418309.7992 | B | B | Retired | Retired | C | Retired | 2028 | 8933973.9024 | 8933973.9024 | 0 | 0 | 11563732.3494 | 0
[6 empty] | 2029 | 13542359.0138 | 13542359.0138 | 0 | 0 | 11795006.9964 | 0 |  |  | 2029 | 7644814.5609 | B | B | Retired | Retired | Retired | Retired | 2029 | 4429705.6334 | 4429705.6334 | 0 | 0 | 0 | 0 | 2029 | 15726675.9952 | B | B | Retired | Retired | C | Retired | 2029 | 9112653.3804 | 9112653.3804 | 0 | 0 | 11795006.9964 | 0
[6 empty] | 2030 | 13813206.1941 | 13813206.1941 | 0 | 0 | 12030907.1363 | 0 |  |  | 2030 | 7797710.8521 | B | B | Retired | Retired | Retired | Retired | 2030 | 4518299.7461 | 4518299.7461 | 0 | 0 | 0 | 0 | 2030 | 16041209.5151 | B | B | Retired | Retired | C | Retired | 2030 | 9294906.448 | 9294906.448 | 0 | 0 | 12030907.1363 | 0
[6 empty] | 2031 | 14089470.318 | 0 | 0 | 0 | 12271525.2791 | 0 |  |  | 2031 | 7953665.0692 | B | Retired | Retired | Retired | Retired | Retired | 2031 | 4608665.741 | 0 | 0 | 0 | 0 | 0 | 2031 | 16362033.7054 | B | Retired | Retired | Retired | C | Retired | 2031 | 9480804.577 | 0 | 0 | 0 | 12271525.2791 | 0
[6 empty] | 2032 | 14371259.7243 | 0 | 0 | 0 | 12516955.7846 | 0 |  |  | 2032 | 8112738.3705 | B | Retired | Retired | Retired | Retired | Retired | 2032 | 4700839.0558 | 0 | 0 | 0 | 0 | 0 | 2032 | 16689274.3795 | B | Retired | Retired | Retired | C | Retired | 2032 | 9670420.6685 | 0 | 0 | 0 | 12516955.7846 | 0
[6 empty] | 2033 | 0 | 0 | 0 | 0 | 0 | 0 |  |  | 2033 | 8274993.138 | Retired | Retired | Retired | Retired | Retired | Retired | 2033 | 0 | 0 | 0 | 0 | 0 | 0 | 2033 | 17023059.8671 | Retired | Retired | Retired | Retired | Retired | Retired | 2033 | 0 | 0 | 0 | 0 | 0 | 0
[6 empty] | 2034 | 0 | 0 | 0 | 0 | 0 | 0 |  |  | 2034 | 8440493.0007 | Retired | Retired | Retired | Retired | Retired | Retired | 2034 | 0 | 0 | 0 | 0 | 0 | 0 | 2034 | 17363521.0645 | Retired | Retired | Retired | Retired | Retired | Retired | 2034 | 0 | 0 | 0 | 0 | 0 | 0
[6 empty] | 2035 | 0 | 0 | 0 | 0 | 0 | 0 |  |  | 2035 | 8609302.8607 | Retired | Retired | Retired | Retired | Retired | Retired | 2035 | 0 | 0 | 0 | 0 | 0 | 0 | 2035 | 17710791.4857 | Retired | Retired | Retired | Retired | Retired | Retired | 2035 | 0 | 0 | 0 | 0 | 0 | 0
[6 empty] | 2036 | 0 | 0 | 0 | 0 | 0 | 0 |  |  | 2036 | 8781488.9179 | Retired | Retired | Retired | Retired | Retired | Retired | 2036 | 0 | 0 | 0 | 0 | 0 | 0 | 2036 | 18065007.3155 | Retired | Retired | Retired | Retired | Retired | Retired | 2036 | 0 | 0 | 0 | 0 | 0 | 0
[6 empty] | 2037 | 0 | 0 | 0 | 0 | 0 | 0 |  |  | 2037 | 8957118.6963 | Retired | Retired | Retired | Retired | Retired | Retired | 2037 | 0 | 0 | 0 | 0 | 0 | 0 | 2037 | 18426307.4618 | Retired | Retired | Retired | Retired | Retired | Retired | 2037 | 0 | 0 | 0 | 0 | 0 | 0
[6 empty] | 2038 | 0 | 0 | 0 | 0 | 0 | 0 |  |  | 2038 | 9136261.0702 | Retired | Retired | Retired | Retired | Retired | Retired | 2038 | 0 | 0 | 0 | 0 | 0 | 0 | 2038 | 18794833.611 | Retired | Retired | Retired | Retired | Retired | Retired | 2038 | 0 | 0 | 0 | 0 | 0 | 0
[6 empty] | 2039 | 0 | 0 | 0 | 0 | 0 | 0 |  |  | 2039 | 9318986.2916 | Retired | Retired | Retired | Retired | Retired | Retired | 2039 | 0 | 0 | 0 | 0 | 0 | 0 | 2039 | 19170730.2832 | Retired | Retired | Retired | Retired | Retired | Retired | 2039 | 0 | 0 | 0 | 0 | 0 | 0
[6 empty] | 2040 | 0 | 0 | 0 | 0 | 0 | 0 |  |  | 2040 | 9505366.0175 | Retired | Retired | Retired | Retired | Retired | Retired | 2040 | 0 | 0 | 0 | 0 | 0 | 0 | 2040 | 19554144.8889 | Retired | Retired | Retired | Retired | Retired | Retired | 2040 | 0 | 0 | 0 | 0 | 0 | 0
[6 empty] | 2041 | 0 | 0 | 0 | 0 | 0 | 0 |  |  | 2041 | 9695473.3378 | Retired | Retired | Retired | Retired | Retired | Retired | 2041 | 0 | 0 | 0 | 0 | 0 | 0 | 2041 | 19945227.7867 | Retired | Retired | Retired | Retired | Retired | Retired | 2041 | 0 | 0 | 0 | 0 | 0 | 0
[6 empty] | 2042 | 0 | 0 | 0 | 0 | 0 | 0 |  |  | 2042 | 9889382.8046 | Retired | Retired | Retired | Retired | Retired | Retired | 2042 | 0 | 0 | 0 | 0 | 0 | 0 | 2042 | 20344132.3424 | Retired | Retired | Retired | Retired | Retired | Retired | 2042 | 0 | 0 | 0 | 0 | 0 | 0
[6 empty] | 2043 | 0 | 0 | 0 | 0 | 0 | 0 |  |  | 2043 | 10087170.4607 | Retired | Retired | Retired | Retired | Retired | Retired | 2043 | 0 | 0 | 0 | 0 | 0 | 0 | 2043 | 20751014.9892 | Retired | Retired | Retired | Retired | Retired | Retired | 2043 | 0 | 0 | 0 | 0 | 0 | 0
[6 empty] | 2044 | 0 | 0 | 0 | 0 | 0 | 0 |  |  | 2044 | 10288913.8699 | Retired | Retired | Retired | Retired | Retired | Retired | 2044 | 0 | 0 | 0 | 0 | 0 | 0 | 2044 | 21166035.289 | Retired | Retired | Retired | Retired | Retired | Retired | 2044 | 0 | 0 | 0 | 0 | 0 | 0
[6 empty] | 2045 | 0 | 0 | 0 | 0 | 0 | 0 |  |  | 2045 | 10494692.1473 | Retired | Retired | Retired | Retired | Retired | Retired | 2045 | 0 | 0 | 0 | 0 | 0 | 0 | 2045 | 21589355.9948 | Retired | Retired | Retired | Retired | Retired | Retired | 2045 | 0 | 0 | 0 | 0 | 0 | 0
[6 empty] | Total | 206244498.2276 | 193509743.703 | 143830465.6826 | 94207169.6845 | 203459727.0399 | 0
*Reduced operations percentages are contained on the "Fixed - Other" Tab
8: Fixed O&M - Other | [14 empty] | 1st Unit - Step 1 - Reduce baseline based on scenario | [7 empty] | 1st Unit - Step 2 - Single Unit Operation and Retirement | [6 empty] | 2nd Unit - Step 1 - Reduce baseline based on scenario | [7 empty] | 2nd Unit - Step 2 - Single Unit Operation and Retirement
[6 empty] | Year | 5 | 5A | 5B | 5C | 5D | 5E |  |  | Year | Baseline | 5 | 5A | 5B | 5C | 5D | 5E | Year | 5 | 5A | 5B | 5C | 5D | 5E | Year | Baseline | 5 | 5A | 5B | 5C | 5D | 5E | Year | 5 | 5A | 5B | 5C | 5D | 5E
[6 empty] | 2017 | 10696150.39 | 10696150.39 | 10696150.39 | 10696150.39 | 10696150.39 | 0 |  |  | 2017 | 4605762.3579 | 4605762.3579 | 4605762.3579 | 4605762.3579 | 4605762.3579 | 4605762.3579 | 4605762.3579 | 2017 | 4605762.3579 | 4605762.3579 | 4605762.3579 | 4605762.3579 | 4605762.3579 | 0 | 2017 | 6090388.0321 | 6090388.0321 | 6090388.0321 | 6090388.0321 | 6090388.0321 | 6090388.0321 | 6090388.0321 | 2017 | 6090388.0321 | 6090388.0321 | 6090388.0321 | 6090388.0321 | 6090388.0321 | 0
[6 empty] | 2018 | 5367796.98 | 10735593.96 | 10735593.96 | 5367796.98 | 10735593.96 | 0 |  |  | 2018 | 4622746.7592 | 2311373.3796 | 4622746.7592 | 4622746.7592 | 2311373.3796 | 4622746.7592 | 4622746.7592 | 2018 | 2311373.3796 | 4622746.7592 | 4622746.7592 | 2311373.3796 | 4622746.7592 | 0 | 2018 | 6112847.2008 | 3056423.6004 | 6112847.2008 | 6112847.2008 | 3056423.6004 | 6112847.2008 | 6112847.2008 | 2018 | 3056423.6004 | 6112847.2008 | 6112847.2008 | 3056423.6004 | 6112847.2008 | 0
[6 empty] | 2019 | 4067414.55 | 8134829.1 | 8134829.1 | 4067414.55 | 8134829.1 | 0 | 1016853.6375 |  | 2019 | 3502857.4105 | 1751428.7052 | 3502857.4105 | 3502857.4105 | 1751428.7052 | 3502857.4105 | 3502857.4105 | 2019 | 1751428.7052 | 3502857.4105 | 3502857.4105 | 1751428.7052 | 3502857.4105 | 0 | 2019 | 4631971.6895 | 2315985.8448 | 4631971.6895 | 4631971.6895 | 2315985.8448 | 4631971.6895 | 4631971.6895 | 2019 | 2315985.8448 | 4631971.6895 | 4631971.6895 | 2315985.8448 | 4631971.6895 | 0
[6 empty] | 2020 | 5336415.9 | 5336415.9 | 10672831.8 | 5336415.9 | 5336415.9 | 0 |  |  | 2020 | 4595721.3731 | 2297860.6865 | 2297860.6865 | 4595721.3731 | 2297860.6865 | 2297860.6865 | 4595721.3731 | 2020 | 2297860.6865 | 2297860.6865 | 4595721.3731 | 2297860.6865 | 2297860.6865 | 0 | 2020 | 6077110.4269 | 3038555.2135 | 3038555.2135 | 6077110.4269 | 3038555.2135 | 3038555.2135 | 6077110.4269 | 2020 | 3038555.2135 | 3038555.2135 | 6077110.4269 | 3038555.2135 | 3038555.2135 | 0
[6 empty] | 2021 | 5096437 | 5096437 | 10192874 | 5096437 | 5096437 | 0 |  |  | 2021 | 4389051.5444 | 2194525.7722 | 2194525.7722 | 4389051.5444 | 2194525.7722 | 2194525.7722 | 4389051.5444 | 2021 | 2194525.7722 | 2194525.7722 | 4389051.5444 | 2194525.7722 | 2194525.7722 | 0 | 2021 | 5803822.4556 | 2901911.2278 | 2901911.2278 | 5803822.4556 | 2901911.2278 | 2901911.2278 | 5803822.4556 | 2021 | 2901911.2278 | 2901911.2278 | 5803822.4556 | 2901911.2278 | 2901911.2278 | 0
[6 empty] | 2022 | 5198365.74 | 5198365.74 | 5198365.74 | 2959949.4524 | 2959949.4524 | 0 |  |  | 2022 | 4476832.5753 | 2238416.2876 | 2238416.2876 | 2238416.2876 | 2238416.2876 | 2238416.2876 | 4476832.5753 | 2022 | 2238416.2876 | 2238416.2876 | 2238416.2876 | 0 | 0 | 0 | 2022 | 5919898.9047 | 2959949.4524 | 2959949.4524 | 2959949.4524 | 2959949.4524 | 2959949.4524 | 5919898.9047 | 2022 | 2959949.4524 | 2959949.4524 | 2959949.4524 | 2959949.4524 | 2959949.4524 | 0
[6 empty] | 2023 | 5302333.0548 | 5302333.0548 | 5302333.0548 | 3019148.4414 | 3019148.4414 | 0 |  |  | 2023 | 4566369.2268 | 2283184.6134 | 2283184.6134 | 2283184.6134 | 2283184.6134 | 2283184.6134 | 4566369.2268 | 2023 | 2283184.6134 | 2283184.6134 | 2283184.6134 | 0 | 0 | 0 | 2023 | 6038296.8828 | 3019148.4414 | 3019148.4414 | 3019148.4414 | 3019148.4414 | 3019148.4414 | 6038296.8828 | 2023 | 3019148.4414 | 3019148.4414 | 3019148.4414 | 3019148.4414 | 3019148.4414 | 0
[6 empty] | 2024 | 5408379.7159 | 5408379.7159 | 5408379.7159 | 3079531.4102 | 3079531.4102 | 0 |  |  | 2024 | 4657696.6113 | 2328848.3057 | 2328848.3057 | 2328848.3057 | 2328848.3057 | 2328848.3057 | 4657696.6113 | 2024 | 2328848.3057 | 2328848.3057 | 2328848.3057 | 0 | 0 | 0 | 2024 | 6159062.8205 | 3079531.4102 | 3079531.4102 | 3079531.4102 | 3079531.4102 | 3079531.4102 | 6159062.8205 | 2024 | 3079531.4102 | 3079531.4102 | 3079531.4102 | 3079531.4102 | 3079531.4102 | 0
[6 empty] | 2025 | 5516547.3102 | 5516547.3102 | 5516547.3102 | 0 | 3141122.0384 | 0 |  |  | 2025 | 4750850.5436 | 2375425.2718 | 2375425.2718 | 2375425.2718 | 2375425.2718 | 2375425.2718 | 4750850.5436 | 2025 | 2375425.2718 | 2375425.2718 | 2375425.2718 | 0 | 0 | 0 | 2025 | 6282244.0769 | 3141122.0384 | 3141122.0384 | 3141122.0384 | 3141122.0384 | 3141122.0384 | 6282244.0769 | 2025 | 3141122.0384 | 3141122.0384 | 3141122.0384 | 0 | 3141122.0384 | 0
[6 empty] | 2026 | 5626878.2564 | 5626878.2564 | 0 | 0 | 3203944.4792 | 0 |  |  | 2026 | 4845867.5544 | 2422933.7772 | 2422933.7772 | 2422933.7772 | 2422933.7772 | 2422933.7772 | 4845867.5544 | 2026 | 2422933.7772 | 2422933.7772 | 0 | 0 | 0 | 0 | 2026 | 6407888.9584 | 3203944.4792 | 3203944.4792 | 3203944.4792 | 3203944.4792 | 3203944.4792 | 6407888.9584 | 2026 | 3203944.4792 | 3203944.4792 | 0 | 0 | 3203944.4792 | 0
[6 empty] | 2027 | 5739415.8215 | 5739415.8215 | 0 | 0 | 3268023.3688 | 0 |  |  | 2027 | 4942784.9055 | 2471392.4528 | 2471392.4528 | 2471392.4528 | 2471392.4528 | 2471392.4528 | 4942784.9055 | 2027 | 2471392.4528 | 2471392.4528 | 0 | 0 | 0 | 0 | 2027 | 6536046.7376 | 3268023.3688 | 3268023.3688 | 3268023.3688 | 3268023.3688 | 3268023.3688 | 6536046.7376 | 2027 | 3268023.3688 | 3268023.3688 | 0 | 0 | 3268023.3688 | 0
[6 empty] | 2028 | 5854204.138 | 5854204.138 | 0 | 0 | 3333383.8362 | 0 |  |  | 2028 | 5041640.6036 | 2520820.3018 | 2520820.3018 | 2520820.3018 | 2520820.3018 | 2520820.3018 | 5041640.6036 | 2028 | 2520820.3018 | 2520820.3018 | 0 | 0 | 0 | 0 | 2028 | 6666767.6723 | 3333383.8362 | 3333383.8362 | 3333383.8362 | 3333383.8362 | 3333383.8362 | 6666767.6723 | 2028 | 3333383.8362 | 3333383.8362 | 0 | 0 | 3333383.8362 | 0
[6 empty] | 2029 | 5971288.2207 | 5971288.2207 | 0 | 0 | 3400051.5129 | 0 |  |  | 2029 | 5142473.4157 | 2571236.7078 | 2571236.7078 | 2571236.7078 | 2571236.7078 | 2571236.7078 | 5142473.4157 | 2029 | 2571236.7078 | 2571236.7078 | 0 | 0 | 0 | 0 | 2029 | 6800103.0258 | 3400051.5129 | 3400051.5129 | 3400051.5129 | 3400051.5129 | 3400051.5129 | 6800103.0258 | 2029 | 3400051.5129 | 3400051.5129 | 0 | 0 | 3400051.5129 | 0
[6 empty] | 2030 | 6090713.9852 | 6090713.9852 | 0 | 0 | 3468052.5431 | 0 |  |  | 2030 | 5245322.884 | 2622661.442 | 2622661.442 | 2622661.442 | 2622661.442 | 2622661.442 | 5245322.884 | 2030 | 2622661.442 | 2622661.442 | 0 | 0 | 0 | 0 | 2030 | 6936105.0863 | 3468052.5431 | 3468052.5431 | 3468052.5431 | 3468052.5431 | 3468052.5431 | 6936105.0863 | 2030 | 3468052.5431 | 3468052.5431 | 0 | 0 | 3468052.5431 | 0
[6 empty] | 2031 | 6212528.2649 | 0 | 0 | 0 | 3537413.594 | 0 |  |  | 2031 | 5350229.3417 | 2675114.6708 | 2675114.6708 | 2675114.6708 | 2675114.6708 | 2675114.6708 | 5350229.3417 | 2031 | 2675114.6708 | 0 | 0 | 0 | 0 | 0 | 2031 | 7074827.188 | 3537413.594 | 3537413.594 | 3537413.594 | 3537413.594 | 3537413.594 | 7074827.188 | 2031 | 3537413.594 | 0 | 0 | 0 | 3537413.594 | 0
[6 empty] | 2032 | 6336778.8302 | 0 | 0 | 0 | 3608161.8659 | 0 |  |  | 2032 | 5457233.9285 | 2728616.9643 | 2728616.9643 | 2728616.9643 | 2728616.9643 | 2728616.9643 | 5457233.9285 | 2032 | 2728616.9643 | 0 | 0 | 0 | 0 | 0 | 2032 | 7216323.7318 | 3608161.8659 | 3608161.8659 | 3608161.8659 | 3608161.8659 | 3608161.8659 | 7216323.7318 | 2032 | 3608161.8659 | 0 | 0 | 0 | 3608161.8659 | 0
[6 empty] | 2033 | 0 | 0 | 0 | 0 | 0 | 0 |  |  | 2033 | 5566378.6071 | 2783189.3035 | 2783189.3035 | 2783189.3035 | 2783189.3035 | 2783189.3035 | 5566378.6071 | 2033 | 0 | 0 | 0 | 0 | 0 | 0 | 2033 | 7360650.2064 | 3680325.1032 | 3680325.1032 | 3680325.1032 | 3680325.1032 | 3680325.1032 | 7360650.2064 | 2033 | 0 | 0 | 0 | 0 | 0 | 0
[6 empty] | 2034 | 0 | 0 | 0 | 0 | 0 | 0 |  |  | 2034 | 5677706.1792 | 2838853.0896 | 2838853.0896 | 2838853.0896 | 2838853.0896 | 2838853.0896 | 5677706.1792 | 2034 | 0 | 0 | 0 | 0 | 0 | 0 | 2034 | 7507863.2105 | 3753931.6053 | 3753931.6053 | 3753931.6053 | 3753931.6053 | 3753931.6053 | 7507863.2105 | 2034 | 0 | 0 | 0 | 0 | 0 | 0
[6 empty] | 2035 | 0 | 0 | 0 | 0 | 0 | 0 |  |  | 2035 | 5791260.3028 | 2895630.1514 | 2895630.1514 | 2895630.1514 | 2895630.1514 | 2895630.1514 | 5791260.3028 | 2035 | 0 | 0 | 0 | 0 | 0 | 0 | 2035 | 7658020.4748 | 3829010.2374 | 3829010.2374 | 3829010.2374 | 3829010.2374 | 3829010.2374 | 7658020.4748 | 2035 | 0 | 0 | 0 | 0 | 0 | 0
[6 empty] | 2036 | 0 | 0 | 0 | 0 | 0 | 0 |  |  | 2036 | 5907085.5089 | 2953542.7544 | 2953542.7544 | 2953542.7544 | 2953542.7544 | 2953542.7544 | 5907085.5089 | 2036 | 0 | 0 | 0 | 0 | 0 | 0 | 2036 | 7811180.8842 | 3905590.4421 | 3905590.4421 | 3905590.4421 | 3905590.4421 | 3905590.4421 | 7811180.8842 | 2036 | 0 | 0 | 0 | 0 | 0 | 0
[6 empty] | 2037 | 0 | 0 | 0 | 0 | 0 | 0 |  |  | 2037 | 6025227.2191 | 3012613.6095 | 3012613.6095 | 3012613.6095 | 3012613.6095 | 3012613.6095 | 6025227.2191 | 2037 | 0 | 0 | 0 | 0 | 0 | 0 | 2037 | 7967404.5019 | 3983702.251 | 3983702.251 | 3983702.251 | 3983702.251 | 3983702.251 | 7967404.5019 | 2037 | 0 | 0 | 0 | 0 | 0 | 0
[6 empty] | 2038 | 0 | 0 | 0 | 0 | 0 | 0 |  |  | 2038 | 6145731.7634 | 3072865.8817 | 3072865.8817 | 3072865.8817 | 3072865.8817 | 3072865.8817 | 6145731.7634 | 2038 | 0 | 0 | 0 | 0 | 0 | 0 | 2038 | 8126752.592 | 4063376.296 | 4063376.296 | 4063376.296 | 4063376.296 | 4063376.296 | 8126752.592 | 2038 | 0 | 0 | 0 | 0 | 0 | 0
[6 empty] | 2039 | 0 | 0 | 0 | 0 | 0 | 0 |  |  | 2039 | 6268646.3987 | 3134323.1994 | 3134323.1994 | 3134323.1994 | 3134323.1994 | 3134323.1994 | 6268646.3987 | 2039 | 0 | 0 | 0 | 0 | 0 | 0 | 2039 | 8289287.6438 | 4144643.8219 | 4144643.8219 | 4144643.8219 | 4144643.8219 | 4144643.8219 | 8289287.6438 | 2039 | 0 | 0 | 0 | 0 | 0 | 0
[6 empty] | 2040 | 0 | 0 | 0 | 0 | 0 | 0 |  |  | 2040 | 6394019.3267 | 3197009.6633 | 3197009.6633 | 3197009.6633 | 3197009.6633 | 3197009.6633 | 6394019.3267 | 2040 | 0 | 0 | 0 | 0 | 0 | 0 | 2040 | 8455073.3967 | 4227536.6983 | 4227536.6983 | 4227536.6983 | 4227536.6983 | 4227536.6983 | 8455073.3967 | 2040 | 0 | 0 | 0 | 0 | 0 | 0
[6 empty] | 2041 | 0 | 0 | 0 | 0 | 0 | 0 |  |  | 2041 | 6521899.7132 | 3260949.8566 | 3260949.8566 | 3260949.8566 | 3260949.8566 | 3260949.8566 | 6521899.7132 | 2041 | 0 | 0 | 0 | 0 | 0 | 0 | 2041 | 8624174.8646 | 4312087.4323 | 4312087.4323 | 4312087.4323 | 4312087.4323 | 4312087.4323 | 8624174.8646 | 2041 | 0 | 0 | 0 | 0 | 0 | 0
[6 empty] | 2042 | 0 | 0 | 0 | 0 | 0 | 0 |  |  | 2042 | 6652337.7075 | 3326168.8537 | 3326168.8537 | 3326168.8537 | 3326168.8537 | 3326168.8537 | 6652337.7075 | 2042 | 0 | 0 | 0 | 0 | 0 | 0 | 2042 | 8796658.3619 | 4398329.181 | 4398329.181 | 4398329.181 | 4398329.181 | 4398329.181 | 8796658.3619 | 2042 | 0 | 0 | 0 | 0 | 0 | 0
[6 empty] | 2043 | 0 | 0 | 0 | 0 | 0 | 0 |  |  | 2043 | 6785384.4616 | 3392692.2308 | 3392692.2308 | 3392692.2308 | 3392692.2308 | 3392692.2308 | 6785384.4616 | 2043 | 0 | 0 | 0 | 0 | 0 | 0 | 2043 | 8972591.5292 | 4486295.7646 | 4486295.7646 | 4486295.7646 | 4486295.7646 | 4486295.7646 | 8972591.5292 | 2043 | 0 | 0 | 0 | 0 | 0 | 0
[6 empty] | 2044 | 0 | 0 | 0 | 0 | 0 | 0 |  |  | 2044 | 6921092.1509 | 3460546.0754 | 3460546.0754 | 3460546.0754 | 3460546.0754 | 3460546.0754 | 6921092.1509 | 2044 | 0 | 0 | 0 | 0 | 0 | 0 | 2044 | 9152043.3597 | 4576021.6799 | 4576021.6799 | 4576021.6799 | 4576021.6799 | 4576021.6799 | 9152043.3597 | 2044 | 0 | 0 | 0 | 0 | 0 | 0
[6 empty] | 2045 | 0 | 0 | 0 | 0 | 0 | 0 |  |  | 2045 | 7059513.9939 | 3529756.9969 | 3529756.9969 | 3529756.9969 | 3529756.9969 | 3529756.9969 | 7059513.9939 | 2045 | 0 | 0 | 0 | 0 | 0 | 0 | 2045 | 9335084.2269 | 4667542.1135 | 4667542.1135 | 4667542.1135 | 4667542.1135 | 4667542.1135 | 9335084.2269 | 2045 | 0 | 0 | 0 | 0 | 0 | 0
[6 empty] | Total | 93821648.1577 | 90707552.5927 | 71857905.0709 | 39622844.124 | 76018208.8925 | 0
9: Variable O&M
[15 empty] | 1st Unit - Step 1 - Reduce baseline based on NCF | [7 empty] | 1st Unit - Step 2 - Convert MWh to Dollars | [6 empty] | 2nd Unit - Step 1 - Reduce baseline based on NCF | [7 empty] | 2nd Unit - Step 2 - Convert MWh to Dollars | [6 empty] | Increase in water costs after construction of Jones Pipeline
[6 empty] | Year | 5 | 5A | 5B | 5C | 5D | 5E |  |  | Year | Baseline | 5 | 5A | 5B | 5C | 5D | 5E | Year | 5 | 5A | 5B | 5C | 5D | 5E | Year | Baseline | 5 | 5A | 5B | 5C | 5D | 5E | Year | 5 | 5A | 5B | 5C | 5D | 5E | Year | 5 | 5A | 5B | 5C | 5D | 5E
[6 empty] | 2017 | 2076817 | 2076817 | 2076817 | 2076817 | 2076817 | 0 |  |  | 2017 | 0.26626 | 3899952 | 3899952 | 3899952 | 3899952 | 3899952 | 0 | 2017 | 1038408.5 | 1038408.5 | 1038408.5 | 1038408.5 | 1038408.5 | 0 | 2017 | 0.26626 | 3899952 | 3899952 | 3899952 | 3899952 | 3899952 | 0 | 2017 | 1038408.5 | 1038408.5 | 1038408.5 | 1038408.5 | 1038408.5 | 0 | 2017 | 0 | 0 | 0 | 0 | 0 | 0
[6 empty] | 2018 | 472139.6333 | 2179106 | 2179106 | 472139.6333 | 2179106 | 0 |  |  | 2018 | 0.27938 | 844989.6 | 3899952 | 3899952 | 844989.6 | 3899952 | 0 | 2018 | 236069.8167 | 1089553 | 1089553 | 236069.8167 | 1089553 | 0 | 2018 | 0.27938 | 844989.6 | 3899952 | 3899952 | 844989.6 | 3899952 | 0 | 2018 | 236069.8167 | 1089553 | 1089553 | 236069.8167 | 1089553 | 0 | 2018 | 0 | 0 | 0 | 0 | 0 | 0
[6 empty] | 2019 | 609300.4667 | 2812156 | 2812156 | 609300.4667 | 2812156 | 0 | 152325.1167 |  | 2019 | 0.36054 | 844989.6 | 3899952 | 3899952 | 844989.6 | 3899952 | 0 | 2019 | 304650.2333 | 1406078 | 1406078 | 304650.2333 | 1406078 | 0 | 2019 | 0.36054 | 844989.6 | 3899952 | 3899952 | 844989.6 | 3899952 | 0 | 2019 | 304650.2333 | 1406078 | 1406078 | 304650.2333 | 1406078 | 0 | 2019 | 0 | 0 | 0 | 0 | 0 | 0
[6 empty] | 2020 | 628740.45 | 628740.45 | 2901879 | 628740.45 | 628740.45 | 0 |  |  | 2020 | 0.37204 | 844989.6 | 844989.6 | 3899952 | 844989.6 | 844989.6 | 0 | 2020 | 314370.225 | 314370.225 | 1450939.5 | 314370.225 | 314370.225 | 0 | 2020 | 0.37204 | 844989.6 | 844989.6 | 3899952 | 844989.6 | 844989.6 | 0 | 2020 | 314370.225 | 314370.225 | 1450939.5 | 314370.225 | 314370.225 | 0 | 2020 | 0 | 0 | 0 | 0 | 0 | 0
[6 empty] | 2021 | 653189.7667 | 653189.7667 | 3014722 | 653189.7667 | 653189.7667 | 0 |  |  | 2021 | 0.38651 | 844989.6 | 844989.6 | 3899952 | 844989.6 | 844989.6 | 0 | 2021 | 326594.8833 | 326594.8833 | 1507361 | 326594.8833 | 326594.8833 | 0 | 2021 | 0.38651 | 844989.6 | 844989.6 | 3899952 | 844989.6 | 844989.6 | 0 | 2021 | 326594.8833 | 326594.8833 | 1507361 | 326594.8833 | 326594.8833 | 0 | 2021 | 0 | 0 | 0 | 0 | 0 | 0
[6 empty] | 2022 | 666253.562 | 666253.562 | 666253.562 | 333126.781 | 333126.781 | 0 |  |  | 2022 | 0.39424 | 844989.6 | 844989.6 | 844989.6 | 0 | 0 | 0 | 2022 | 333126.781 | 333126.781 | 333126.781 | 0 | 0 | 0 | 2022 | 0.39424 | 844989.6 | 844989.6 | 844989.6 | 844989.6 | 844989.6 | 0 | 2022 | 333126.781 | 333126.781 | 333126.781 | 333126.781 | 333126.781 | 0 | 2022 | 0 | 0 | 0 | 0 | 0 | 0
[6 empty] | 2023 | 679578.6332 | 679578.6332 | 679578.6332 | 339789.3166 | 339789.3166 | 0 |  |  | 2023 | 0.40212 | 844989.6 | 844989.6 | 844989.6 | 0 | 0 | 0 | 2023 | 339789.3166 | 339789.3166 | 339789.3166 | 0 | 0 | 0 | 2023 | 0.40212 | 844989.6 | 844989.6 | 844989.6 | 844989.6 | 844989.6 | 0 | 2023 | 339789.3166 | 339789.3166 | 339789.3166 | 339789.3166 | 339789.3166 | 0 | 2023 | 0 | 0 | 0 | 0 | 0 | 0
[6 empty] | 2024 | 693170.2059 | 693170.2059 | 693170.2059 | 346585.103 | 346585.103 | 0 |  |  | 2024 | 0.41016 | 844989.6 | 844989.6 | 844989.6 | 0 | 0 | 0 | 2024 | 346585.103 | 346585.103 | 346585.103 | 0 | 0 | 0 | 2024 | 0.41016 | 844989.6 | 844989.6 | 844989.6 | 844989.6 | 844989.6 | 0 | 2024 | 346585.103 | 346585.103 | 346585.103 | 346585.103 | 346585.103 | 0 | 2024 | 0 | 0 | 0 | 0 | 0 | 0
[6 empty] | 2025 | 707033.61 | 707033.61 | 707033.61 | 0 | 353516.805 | 0 |  |  | 2025 | 0.41837 | 844989.6 | 844989.6 | 844989.6 | 0 | 0 | 0 | 2025 | 353516.805 | 353516.805 | 353516.805 | 0 | 0 | 0 | 2025 | 0.41837 | 844989.6 | 844989.6 | 844989.6 | 0 | 844989.6 | 0 | 2025 | 353516.805 | 353516.805 | 353516.805 | 0 | 353516.805 | 0 | 2025 | 0 | 0 | 0 | 0 | 0 | 0
[6 empty] | 2026 | 721174.2822 | 721174.2822 | 0 | 0 | 360587.1411 | 0 |  |  | 2026 | 0.42674 | 844989.6 | 844989.6 | 0 | 0 | 0 | 0 | 2026 | 360587.1411 | 360587.1411 | 0 | 0 | 0 | 0 | 2026 | 0.42674 | 844989.6 | 844989.6 | 0 | 0 | 844989.6 | 0 | 2026 | 360587.1411 | 360587.1411 | 0 | 0 | 360587.1411 | 0 | 2026 | 0 | 0 | 0 | 0 | 0 | 0
[6 empty] | 2027 | 735597.7679 | 735597.7679 | 0 | 0 | 367798.8839 | 0 |  |  | 2027 | 0.43527 | 844989.6 | 844989.6 | 0 | 0 | 0 | 0 | 2027 | 367798.8839 | 367798.8839 | 0 | 0 | 0 | 0 | 2027 | 0.43527 | 844989.6 | 844989.6 | 0 | 0 | 844989.6 | 0 | 2027 | 367798.8839 | 367798.8839 | 0 | 0 | 367798.8839 | 0 | 2027 | 0 | 0 | 0 | 0 | 0 | 0
[6 empty] | 2028 | 750309.7232 | 750309.7232 | 0 | 0 | 375154.8616 | 0 |  |  | 2028 | 0.44398 | 844989.6 | 844989.6 | 0 | 0 | 0 | 0 | 2028 | 375154.8616 | 375154.8616 | 0 | 0 | 0 | 0 | 2028 | 0.44398 | 844989.6 | 844989.6 | 0 | 0 | 844989.6 | 0 | 2028 | 375154.8616 | 375154.8616 | 0 | 0 | 375154.8616 | 0 | 2028 | 0 | 0 | 0 | 0 | 0 | 0
[6 empty] | 2029 | 765315.9177 | 765315.9177 | 0 | 0 | 382657.9588 | 0 |  |  | 2029 | 0.45286 | 844989.6 | 844989.6 | 0 | 0 | 0 | 0 | 2029 | 382657.9588 | 382657.9588 | 0 | 0 | 0 | 0 | 2029 | 0.45286 | 844989.6 | 844989.6 | 0 | 0 | 844989.6 | 0 | 2029 | 382657.9588 | 382657.9588 | 0 | 0 | 382657.9588 | 0 | 2029 | 0 | 0 | 0 | 0 | 0 | 0
[6 empty] | 2030 | 780622.236 | 780622.236 | 0 | 0 | 390311.118 | 0 |  |  | 2030 | 0.46191 | 844989.6 | 844989.6 | 0 | 0 | 0 | 0 | 2030 | 390311.118 | 390311.118 | 0 | 0 | 0 | 0 | 2030 | 0.46191 | 844989.6 | 844989.6 | 0 | 0 | 844989.6 | 0 | 2030 | 390311.118 | 390311.118 | 0 | 0 | 390311.118 | 0 | 2030 | 0 | 0 | 0 | 0 | 0 | 0
[6 empty] | 2031 | 796234.6808 | 0 | 0 | 0 | 398117.3404 | 0 |  |  | 2031 | 0.47115 | 844989.6 | 0 | 0 | 0 | 0 | 0 | 2031 | 398117.3404 | 0 | 0 | 0 | 0 | 0 | 2031 | 0.47115 | 844989.6 | 0 | 0 | 0 | 844989.6 | 0 | 2031 | 398117.3404 | 0 | 0 | 0 | 398117.3404 | 0 | 2031 | 0 | 0 | 0 | 0 | 0 | 0
[6 empty] | 2032 | 812159.3744 | 0 | 0 | 0 | 406079.6872 | 0 |  |  | 2032 | 0.48057 | 844989.6 | 0 | 0 | 0 | 0 | 0 | 2032 | 406079.6872 | 0 | 0 | 0 | 0 | 0 | 2032 | 0.48057 | 844989.6 | 0 | 0 | 0 | 844989.6 | 0 | 2032 | 406079.6872 | 0 | 0 | 0 | 406079.6872 | 0 | 2032 | 0 | 0 | 0 | 0 | 0 | 0
[6 empty] | 2033 | 0 | 0 | 0 | 0 | 0 | 0 |  |  | 2033 | 0.49019 | 0 | 0 | 0 | 0 | 0 | 0 | 2033 | 0 | 0 | 0 | 0 | 0 | 0 | 2033 | 0.49019 | 0 | 0 | 0 | 0 | 0 | 0 | 2033 | 0 | 0 | 0 | 0 | 0 | 0 | 2033 | 0 | 0 | 0 | 0 | 0 | 0
[6 empty] | 2034 | 0 | 0 | 0 | 0 | 0 | 0 |  |  | 2034 | 0.49999 | 0 | 0 | 0 | 0 | 0 | 0 | 2034 | 0 | 0 | 0 | 0 | 0 | 0 | 2034 | 0.49999 | 0 | 0 | 0 | 0 | 0 | 0 | 2034 | 0 | 0 | 0 | 0 | 0 | 0 | 2034 | 0 | 0 | 0 | 0 | 0 | 0
[6 empty] | 2035 | 0 | 0 | 0 | 0 | 0 | 0 |  |  | 2035 | 0.50999 | 0 | 0 | 0 | 0 | 0 | 0 | 2035 | 0 | 0 | 0 | 0 | 0 | 0 | 2035 | 0.50999 | 0 | 0 | 0 | 0 | 0 | 0 | 2035 | 0 | 0 | 0 | 0 | 0 | 0 | 2035 | 0 | 0 | 0 | 0 | 0 | 0
[6 empty] | 2036 | 0 | 0 | 0 | 0 | 0 | 0 |  |  | 2036 | 0.52019 | 0 | 0 | 0 | 0 | 0 | 0 | 2036 | 0 | 0 | 0 | 0 | 0 | 0 | 2036 | 0.52019 | 0 | 0 | 0 | 0 | 0 | 0 | 2036 | 0 | 0 | 0 | 0 | 0 | 0 | 2036 | 0 | 0 | 0 | 0 | 0 | 0
[6 empty] | 2037 | 0 | 0 | 0 | 0 | 0 | 0 |  |  | 2037 | 0.53059 | 0 | 0 | 0 | 0 | 0 | 0 | 2037 | 0 | 0 | 0 | 0 | 0 | 0 | 2037 | 0.53059 | 0 | 0 | 0 | 0 | 0 | 0 | 2037 | 0 | 0 | 0 | 0 | 0 | 0 | 2037 | 0 | 0 | 0 | 0 | 0 | 0
[6 empty] | 2038 | 0 | 0 | 0 | 0 | 0 | 0 |  |  | 2038 | 0.5412 | 0 | 0 | 0 | 0 | 0 | 0 | 2038 | 0 | 0 | 0 | 0 | 0 | 0 | 2038 | 0.5412 | 0 | 0 | 0 | 0 | 0 | 0 | 2038 | 0 | 0 | 0 | 0 | 0 | 0 | 2038 | 0 | 0 | 0 | 0 | 0 | 0
[6 empty] | 2039 | 0 | 0 | 0 | 0 | 0 | 0 |  |  | 2039 | 0.55203 | 0 | 0 | 0 | 0 | 0 | 0 | 2039 | 0 | 0 | 0 | 0 | 0 | 0 | 2039 | 0.55203 | 0 | 0 | 0 | 0 | 0 | 0 | 2039 | 0 | 0 | 0 | 0 | 0 | 0 | 2039 | 0 | 0 | 0 | 0 | 0 | 0
[6 empty] | 2040 | 0 | 0 | 0 | 0 | 0 | 0 |  |  | 2040 | 0.56307 | 0 | 0 | 0 | 0 | 0 | 0 | 2040 | 0 | 0 | 0 | 0 | 0 | 0 | 2040 | 0.56307 | 0 | 0 | 0 | 0 | 0 | 0 | 2040 | 0 | 0 | 0 | 0 | 0 | 0 | 2040 | 0 | 0 | 0 | 0 | 0 | 0
[6 empty] | 2041 | 0 | 0 | 0 | 0 | 0 | 0 |  |  | 2041 | 0.57433 | 0 | 0 | 0 | 0 | 0 | 0 | 2041 | 0 | 0 | 0 | 0 | 0 | 0 | 2041 | 0.57433 | 0 | 0 | 0 | 0 | 0 | 0 | 2041 | 0 | 0 | 0 | 0 | 0 | 0 | 2041 | 0 | 0 | 0 | 0 | 0 | 0
[6 empty] | 2042 | 0 | 0 | 0 | 0 | 0 | 0 |  |  | 2042 | 0.58582 | 0 | 0 | 0 | 0 | 0 | 0 | 2042 | 0 | 0 | 0 | 0 | 0 | 0 | 2042 | 0.58582 | 0 | 0 | 0 | 0 | 0 | 0 | 2042 | 0 | 0 | 0 | 0 | 0 | 0 | 2042 | 0 | 0 | 0 | 0 | 0 | 0
[6 empty] | 2043 | 0 | 0 | 0 | 0 | 0 | 0 |  |  | 2043 | 0.59753 | 0 | 0 | 0 | 0 | 0 | 0 | 2043 | 0 | 0 | 0 | 0 | 0 | 0 | 2043 | 0.59753 | 0 | 0 | 0 | 0 | 0 | 0 | 2043 | 0 | 0 | 0 | 0 | 0 | 0 | 2043 | 0 | 0 | 0 | 0 | 0 | 0
[6 empty] | 2044 | 0 | 0 | 0 | 0 | 0 | 0 |  |  | 2044 | 0.60948 | 0 | 0 | 0 | 0 | 0 | 0 | 2044 | 0 | 0 | 0 | 0 | 0 | 0 | 2044 | 0.60948 | 0 | 0 | 0 | 0 | 0 | 0 | 2044 | 0 | 0 | 0 | 0 | 0 | 0 | 2044 | 0 | 0 | 0 | 0 | 0 | 0
[6 empty] | 2045 | 0 | 0 | 0 | 0 | 0 | 0 |  |  | 2045 | 0.62167 | 0 | 0 | 0 | 0 | 0 | 0 | 2045 | 0 | 0 | 0 | 0 | 0 | 0 | 2045 | 0.62167 | 0 | 0 | 0 | 0 | 0 | 0 | 2045 | 0 | 0 | 0 | 0 | 0 | 0 | 2045 | 0 | 0 | 0 | 0 | 0 | 0
[6 empty] | Total | 12547637.31 | 14849065.1549 | 15730716.0112 | 5459688.5172 | 12403734.2133 | 0

## Scenario 6
CALCULATIONS ONLY >>>>>>>>>
1: Scenario Information
[6 empty] | Capacity Factor |  | Derated CT |  | Annual MWh |  | Derated Annual MWh
ID: | Scenario Type |  |  |  |  | Unit 1 | Unit 2 | Unit 1 | Unit 2 | Unit 1 | Unit 2 | Unit 1 | Unit 2
6 | Managed Decline |  |  |  |  | 84% | 84% | 41% | 9.1% | 3899952 | 3899952 | 1903548 | 422494.8
2: Sensitivity Information
[9 empty] | *Leave blank if N/A |  | *Do not delete
|  | Pipeline |  | Hybrid Cooling |  |  | Retirement Date |  | Reduced Operations |  | Reduced Operations
ID: | Scenario Description | Yes/No | COD | Yes/No | COD | Water Option | Unit 1 | Unit 2 | Unit 1 | Unit 2 | Unit 1 | Unit 2
6 | Managed Decline | No |  | No |  | Scenario 6 | 2026 | 2029 | 2018 | 2018 | 2018 | 2018
6A | Blank | [9 empty] | 0 | 0
6B | Blank | [9 empty] | 0 | 0
6C | Blank | [9 empty] | 0 | 0
6D | Blank | [9 empty] | 0 | 0
6E | Blank | [9 empty] | 0 | 0
3: On-Going CapX - Managed Decline
Index
| Managed Decline |  |  |  |  | 8
| Managed Decline |  |  |  |  | Percentage
| 4 Years before end of Operation |  |  |  |  | 72.5%
| 3 Years before end of Operation |  |  |  |  | 48.6%
| 2 Years before end of Operation |  |  |  |  | 21.4%
| Year of Retirement |  |  |  |  | 3.97%
4: Fixed O&M Labor Reduction (single unit operation calculated with retirment dates)
| Increase contract labor after O&M Labor Reduction |  |  |  |  | 10%
5: On-Going CapX - Calculations | [14 empty] | 1st Unit - Step 1 - Reduce baseline based on scenario | [7 empty] | 1st Unit - Step 2 - Managed decline and retirement adjustments | [6 empty] | 2nd Unit - Step 1 - Reduce baseline based on scenario | [7 empty] | 2nd Unit - Step 2 - Managed decline and retirement adjustments
[6 empty] | Year | 6 | 6A | 6B | 6C | 6D | 6E |  |  | Year | Baseline | 6 | 6A | 6B | 6C | 6D | 6E | Year | 6 | 6A | 6B | 6C | 6D | 6E | Year | Baseline | 6 | 6A | 6B | 6C | 6D | 6E | Year | 6 | 6A | 6B | 6C | 6D | 6E
[6 empty] | 2017 | 18803258.5 | 0 | 0 | 0 | 0 | 0 |  |  | 2017 | 5101701.2425 | 5101701.2425 | 5101701.2425 | 5101701.2425 | 5101701.2425 | 5101701.2425 | 5101701.2425 | 2017 | 5101701.2425 | 0 | 0 | 0 | 0 | 0 | 2017 | 13701557.2575 | 13701557.2575 | 13701557.2575 | 13701557.2575 | 13701557.2575 | 13701557.2575 | 13701557.2575 | 2017 | 13701557.2575 | 0 | 0 | 0 | 0 | 0
[6 empty] | 2018 | 14895085.0272 | 0 | 0 | 0 | 0 | 0 |  |  | 2018 | 9138973.3925 | 8773414.4568 | 9138973.3925 | 9138973.3925 | 9138973.3925 | 9138973.3925 | 9138973.3925 | 2018 | 8773414.4568 | 0 | 0 | 0 | 0 | 0 | 2018 | 6376740.1775 | 6121670.5704 | 6376740.1775 | 6376740.1775 | 6376740.1775 | 6376740.1775 | 6376740.1775 | 2018 | 6121670.5704 | 0 | 0 | 0 | 0 | 0
[6 empty] | 2019 | 9734552.721 | 0 | 0 | 0 | 0 | 0 |  |  | 2019 | 3802341.1675 | 3574200.6974 | 3802341.1675 | 3802341.1675 | 3802341.1675 | 3802341.1675 | 3802341.1675 | 2019 | 3574200.6974 | 0 | 0 | 0 | 0 | 0 | 2019 | 6553565.9825 | 6160352.0236 | 6553565.9825 | 6553565.9825 | 6553565.9825 | 6553565.9825 | 6553565.9825 | 2019 | 6160352.0236 | 0 | 0 | 0 | 0 | 0
[6 empty] | 2020 | 15020746.569 | 0 | 0 | 0 | 0 | 0 |  |  | 2020 | 6163918.9425 | 5547527.0482 | 6163918.9425 | 6163918.9425 | 6163918.9425 | 6163918.9425 | 6163918.9425 | 2020 | 5547527.0482 | 0 | 0 | 0 | 0 | 0 | 2020 | 10525799.4675 | 9473219.5208 | 10525799.4675 | 10525799.4675 | 10525799.4675 | 10525799.4675 | 10525799.4675 | 2020 | 9473219.5208 | 0 | 0 | 0 | 0 | 0
[6 empty] | 2021 | 12549413.0187 | 0 | 0 | 0 | 0 | 0 |  |  | 2021 | 10631803.2359 | 9037032.7506 | 10631803.2359 | 10631803.2359 | 10631803.2359 | 10631803.2359 | 10631803.2359 | 2021 | 9037032.7506 | 0 | 0 | 0 | 0 | 0 | 2021 | 4132212.0801 | 3512380.2681 | 4132212.0801 | 4132212.0801 | 4132212.0801 | 4132212.0801 | 4132212.0801 | 2021 | 3512380.2681 | 0 | 0 | 0 | 0 | 0
[6 empty] | 2022 | 8188457.2071 | 0 | 0 | 0 | 0 | 0 |  |  | 2022 | 3955955.7507 | 3006526.3705 | 3955955.7507 | 3955955.7507 | 3955955.7507 | 3955955.7507 | 3955955.7507 | 2022 | 3006526.3705 | 0 | 0 | 0 | 0 | 0 | 2022 | 6818330.0482 | 5181930.8366 | 6818330.0482 | 6818330.0482 | 6818330.0482 | 6818330.0482 | 6818330.0482 | 2022 | 5181930.8366 | 0 | 0 | 0 | 0 | 0
[6 empty] | 2023 | 11856322.3807 | 0 | 0 | 0 | 0 | 0 |  |  | 2023 | 6412941.2678 | 4873835.3635 | 6412941.2678 | 6412941.2678 | 6412941.2678 | 6412941.2678 | 6412941.2678 | 2023 | 3533530.6385 | 0 | 0 | 0 | 0 | 0 | 2023 | 10951041.766 | 8322791.7422 | 10951041.766 | 10951041.766 | 10951041.766 | 10951041.766 | 10951041.766 | 2023 | 8322791.7422 | 0 | 0 | 0 | 0 | 0
[6 empty] | 2024 | 7256219.1737 | 0 | 0 | 0 | 0 | 0 |  |  | 2024 | 11061328.0867 | 8295996.065 | 11061328.0867 | 11061328.0867 | 11061328.0867 | 11061328.0867 | 11061328.0867 | 2024 | 4031854.0876 | 0 | 0 | 0 | 0 | 0 | 2024 | 4299153.4482 | 3224365.0861 | 4299153.4482 | 4299153.4482 | 4299153.4482 | 4299153.4482 | 4299153.4482 | 2024 | 3224365.0861 | 0 | 0 | 0 | 0 | 0
[6 empty] | 2025 | 5980925.0429 | 0 | 0 | 0 | 0 | 0 |  |  | 2025 | 4115776.363 | 3086832.2722 | 4115776.363 | 4115776.363 | 4115776.363 | 4115776.363 | 4115776.363 | 2025 | 660582.1063 | 0 | 0 | 0 | 0 | 0 | 2025 | 7093790.5821 | 5320342.9366 | 7093790.5821 | 7093790.5821 | 7093790.5821 | 7093790.5821 | 7093790.5821 | 2025 | 5320342.9366 | 0 | 0 | 0 | 0 | 0
[6 empty] | 2026 | 6393855.4877 | 0 | 0 | 0 | 0 | 0 |  |  | 2026 | 6672024.095 | 5004018.0712 | 6672024.095 | 6672024.095 | 6672024.095 | 6672024.095 | 6672024.095 | 2026 | 198659.5174 | 0 | 0 | 0 | 0 | 0 | 2026 | 11393463.8533 | 8545097.89 | 11393463.8533 | 11393463.8533 | 11393463.8533 | 11393463.8533 | 11393463.8533 | 2026 | 6195195.9702 | 0 | 0 | 0 | 0 | 0
[6 empty] | 2027 | 1630349.9057 | 0 | 0 | 0 | 0 | 0 |  |  | 2027 | 11508205.7414 | 8631154.306 | 11508205.7414 | 11508205.7414 | 11508205.7414 | 11508205.7414 | 11508205.7414 | 2027 | 0 | 0 | 0 | 0 | 0 | 0 | 2027 | 4472839.2475 | 3354629.4356 | 4472839.2475 | 4472839.2475 | 4472839.2475 | 4472839.2475 | 4472839.2475 | 2027 | 1630349.9057 | 0 | 0 | 0 | 0 | 0
[6 empty] | 2028 | 1208241.9642 | 0 | 0 | 0 | 0 | 0 |  |  | 2028 | 4367694.8026 | 3275771.102 | 4367694.8026 | 4367694.8026 | 4367694.8026 | 4367694.8026 | 4367694.8026 | 2028 | 0 | 0 | 0 | 0 | 0 | 0 | 2028 | 7527987.3161 | 5645990.4871 | 7527987.3161 | 7527987.3161 | 7527987.3161 | 7527987.3161 | 7527987.3161 | 2028 | 1208241.9642 | 0 | 0 | 0 | 0 | 0
[6 empty] | 2029 | 360004.6118 | 0 | 0 | 0 | 0 | 0 |  |  | 2029 | 7080405.3458 | 5310304.0094 | 7080405.3458 | 7080405.3458 | 7080405.3458 | 7080405.3458 | 7080405.3458 | 2029 | 0 | 0 | 0 | 0 | 0 | 0 | 2029 | 12090834.9889 | 9068126.2417 | 12090834.9889 | 12090834.9889 | 12090834.9889 | 12090834.9889 | 12090834.9889 | 2029 | 360004.6118 | 0 | 0 | 0 | 0 | 0
[6 empty] | 2030 | 0 | 0 | 0 | 0 | 0 | 0 |  |  | 2030 | 11973137.2533 | 8979852.94 | 11973137.2533 | 11973137.2533 | 11973137.2533 | 11973137.2533 | 11973137.2533 | 2030 | 0 | 0 | 0 | 0 | 0 | 0 | 2030 | 4653541.9531 | 3490156.4648 | 4653541.9531 | 4653541.9531 | 4653541.9531 | 4653541.9531 | 4653541.9531 | 2030 | 0 | 0 | 0 | 0 | 0 | 0
[6 empty] | 2031 | 0 | 0 | 0 | 0 | 0 | 0 |  |  | 2031 | 4544149.6726 | 3408112.2545 | 4544149.6726 | 4544149.6726 | 4544149.6726 | 4544149.6726 | 4544149.6726 | 2031 | 0 | 0 | 0 | 0 | 0 | 0 | 2031 | 7832118.0037 | 5874088.5027 | 7832118.0037 | 7832118.0037 | 7832118.0037 | 7832118.0037 | 7832118.0037 | 2031 | 0 | 0 | 0 | 0 | 0 | 0
[6 empty] | 2032 | 0 | 0 | 0 | 0 | 0 | 0 |  |  | 2032 | 7366453.7218 | 5524840.2913 | 7366453.7218 | 7366453.7218 | 7366453.7218 | 7366453.7218 | 7366453.7218 | 2032 | 0 | 0 | 0 | 0 | 0 | 0 | 2032 | 12579304.7224 | 9434478.5418 | 12579304.7224 | 12579304.7224 | 12579304.7224 | 12579304.7224 | 12579304.7224 | 2032 | 0 | 0 | 0 | 0 | 0 | 0
[6 empty] | 2033 | 0 | 0 | 0 | 0 | 0 | 0 |  |  | 2033 | 12456851.9984 | 9342638.9988 | 12456851.9984 | 12456851.9984 | 12456851.9984 | 12456851.9984 | 12456851.9984 | 2033 | 0 | 0 | 0 | 0 | 0 | 0 | 2033 | 4841545.048 | 3631158.786 | 4841545.048 | 4841545.048 | 4841545.048 | 4841545.048 | 4841545.048 | 2033 | 0 | 0 | 0 | 0 | 0 | 0
[6 empty] | 2034 | 0 | 0 | 0 | 0 | 0 | 0 |  |  | 2034 | 4727733.3194 | 3545799.9896 | 4727733.3194 | 4727733.3194 | 4727733.3194 | 4727733.3194 | 4727733.3194 | 2034 | 0 | 0 | 0 | 0 | 0 | 0 | 2034 | 8148535.571 | 6111401.6783 | 8148535.571 | 8148535.571 | 8148535.571 | 8148535.571 | 8148535.571 | 2034 | 0 | 0 | 0 | 0 | 0 | 0
[6 empty] | 2035 | 0 | 0 | 0 | 0 | 0 | 0 |  |  | 2035 | 7664058.4521 | 5748043.8391 | 7664058.4521 | 7664058.4521 | 7664058.4521 | 7664058.4521 | 7664058.4521 | 2035 | 0 | 0 | 0 | 0 | 0 | 0 | 2035 | 13087508.6332 | 9815631.4749 | 13087508.6332 | 13087508.6332 | 13087508.6332 | 13087508.6332 | 13087508.6332 | 2035 | 0 | 0 | 0 | 0 | 0 | 0
[6 empty] | 2036 | 0 | 0 | 0 | 0 | 0 | 0 |  |  | 2036 | 12960108.8191 | 9720081.6143 | 12960108.8191 | 12960108.8191 | 12960108.8191 | 12960108.8191 | 12960108.8191 | 2036 | 0 | 0 | 0 | 0 | 0 | 0 | 2036 | 5037143.4679 | 3777857.6009 | 5037143.4679 | 5037143.4679 | 5037143.4679 | 5037143.4679 | 5037143.4679 | 2036 | 0 | 0 | 0 | 0 | 0 | 0
[6 empty] | 2037 | 0 | 0 | 0 | 0 | 0 | 0 |  |  | 2037 | 4918733.7455 | 3689050.3091 | 4918733.7455 | 4918733.7455 | 4918733.7455 | 4918733.7455 | 4918733.7455 | 2037 | 0 | 0 | 0 | 0 | 0 | 0 | 2037 | 8477736.4081 | 6358302.3061 | 8477736.4081 | 8477736.4081 | 8477736.4081 | 8477736.4081 | 8477736.4081 | 2037 | 0 | 0 | 0 | 0 | 0 | 0
[6 empty] | 2038 | 0 | 0 | 0 | 0 | 0 | 0 |  |  | 2038 | 7973686.4136 | 5980264.8102 | 7973686.4136 | 7973686.4136 | 7973686.4136 | 7973686.4136 | 7973686.4136 | 2038 | 0 | 0 | 0 | 0 | 0 | 0 | 2038 | 13616243.982 | 10212182.9865 | 13616243.982 | 13616243.982 | 13616243.982 | 13616243.982 | 13616243.982 | 2038 | 0 | 0 | 0 | 0 | 0 | 0
[6 empty] | 2039 | 0 | 0 | 0 | 0 | 0 | 0 |  |  | 2039 | 13483697.2154 | 10112772.9115 | 13483697.2154 | 13483697.2154 | 13483697.2154 | 13483697.2154 | 13483697.2154 | 2039 | 0 | 0 | 0 | 0 | 0 | 0 | 2039 | 5240644.064 | 3930483.048 | 5240644.064 | 5240644.064 | 5240644.064 | 5240644.064 | 5240644.064 | 2039 | 0 | 0 | 0 | 0 | 0 | 0
[6 empty] | 2040 | 0 | 0 | 0 | 0 | 0 | 0 |  |  | 2040 | 5117450.5888 | 3838087.9416 | 5117450.5888 | 5117450.5888 | 5117450.5888 | 5117450.5888 | 5117450.5888 | 2040 | 0 | 0 | 0 | 0 | 0 | 0 | 2040 | 8820236.959 | 6615177.7192 | 8820236.959 | 8820236.959 | 8820236.959 | 8820236.959 | 8820236.959 | 2040 | 0 | 0 | 0 | 0 | 0 | 0
[6 empty] | 2041 | 0 | 0 | 0 | 0 | 0 | 0 |  |  | 2041 | 8295823.3447 | 6221867.5085 | 8295823.3447 | 8295823.3447 | 8295823.3447 | 8295823.3447 | 8295823.3447 | 2041 | 0 | 0 | 0 | 0 | 0 | 0 | 2041 | 14166340.2389 | 10624755.1791 | 14166340.2389 | 14166340.2389 | 14166340.2389 | 14166340.2389 | 14166340.2389 | 2041 | 0 | 0 | 0 | 0 | 0 | 0
[6 empty] | 2042 | 0 | 0 | 0 | 0 | 0 | 0 |  |  | 2042 | 14028438.5829 | 10521328.9372 | 14028438.5829 | 14028438.5829 | 14028438.5829 | 14028438.5829 | 14028438.5829 | 2042 | 0 | 0 | 0 | 0 | 0 | 0 | 2042 | 5452366.0842 | 4089274.5632 | 5452366.0842 | 5452366.0842 | 5452366.0842 | 5452366.0842 | 5452366.0842 | 2042 | 0 | 0 | 0 | 0 | 0 | 0
[6 empty] | 2043 | 0 | 0 | 0 | 0 | 0 | 0 |  |  | 2043 | 5324195.5926 | 3993146.6945 | 5324195.5926 | 5324195.5926 | 5324195.5926 | 5324195.5926 | 5324195.5926 | 2043 | 0 | 0 | 0 | 0 | 0 | 0 | 2043 | 9176574.5321 | 6882430.8991 | 9176574.5321 | 9176574.5321 | 9176574.5321 | 9176574.5321 | 9176574.5321 | 2043 | 0 | 0 | 0 | 0 | 0 | 0
[6 empty] | 2044 | 0 | 0 | 0 | 0 | 0 | 0 |  |  | 2044 | 8630974.6078 | 6473230.9559 | 8630974.6078 | 8630974.6078 | 8630974.6078 | 8630974.6078 | 8630974.6078 | 2044 | 0 | 0 | 0 | 0 | 0 | 0 | 2044 | 14738660.3845 | 11053995.2884 | 14738660.3845 | 14738660.3845 | 14738660.3845 | 14738660.3845 | 14738660.3845 | 2044 | 0 | 0 | 0 | 0 | 0 | 0
[6 empty] | 2045 | 0 | 0 | 0 | 0 | 0 | 0 |  |  | 2045 | 14595187.5016 | 10946390.6262 | 14595187.5016 | 14595187.5016 | 14595187.5016 | 14595187.5016 | 14595187.5016 | 2045 | 0 | 0 | 0 | 0 | 0 | 0 | 2045 | 5672641.674 | 4254481.2555 | 5672641.674 | 5672641.674 | 5672641.674 | 5672641.674 | 5672641.674 | 2045 | 0 | 0 | 0 | 0 | 0 | 0
[6 empty] | Total | 113877431.6097 | 0 | 0 | 0 | 0 | 0
6: On-Going CapX - H2O | [44 empty] | Jones Pipeline | [6 empty] | Hybrid Cooling
[6 empty] | Year | 6 | 6A | 6B | 6C | 6D | 6E | [32 empty] | Year | 6 | 6A | 6B | 6C | 6D | 6E | Year | 6 | 6A | 6B | 6C | 6D | 6E
[6 empty] | 2017 | 600000 | [37 empty] | 2017 | 0 | 0 | 0 | 0 | 0 | 0 | 2017 | 0 | 0 | 0 | 0 | 0 | 0
[6 empty] | 2018 | 4641000 | [37 empty] | 2018 | 0 | 0 | 0 | 0 | 0 | 0 | 2018 | 0 | 0 | 0 | 0 | 0 | 0
[6 empty] | 2019 | 0 | [37 empty] | 2019 | 0 | 0 | 0 | 0 | 0 | 0 | 2019 | 0 | 0 | 0 | 0 | 0 | 0
[6 empty] | 2020 | 0 | [37 empty] | 2020 | 0 | 0 | 0 | 0 | 0 | 0 | 2020 | 0 | 0 | 0 | 0 | 0 | 0
[6 empty] | 2021 | 378000 | [37 empty] | 2021 | 0 | 0 | 0 | 0 | 0 | 0 | 2021 | 0 | 0 | 0 | 0 | 0 | 0
[6 empty] | 2022 | 385000 | [37 empty] | 2022 | 0 | 0 | 0 | 0 | 0 | 0 | 2022 | 0 | 0 | 0 | 0 | 0 | 0
[6 empty] | 2023 | 392000 | [37 empty] | 2023 | 0 | 0 | 0 | 0 | 0 | 0 | 2023 | 0 | 0 | 0 | 0 | 0 | 0
[6 empty] | 2024 | 1490685.6676 | [37 empty] | 2024 | 0 | 0 | 0 | 0 | 0 | 0 | 2024 | 0 | 0 | 0 | 0 | 0 | 0
[6 empty] | 2025 | 348000 | [37 empty] | 2025 | 0 | 0 | 0 | 0 | 0 | 0 | 2025 | 0 | 0 | 0 | 0 | 0 | 0
[6 empty] | 2026 | 354000 | [37 empty] | 2026 | 0 | 0 | 0 | 0 | 0 | 0 | 2026 | 0 | 0 | 0 | 0 | 0 | 0
[6 empty] | 2027 | 360000 | [37 empty] | 2027 | 0 | 0 | 0 | 0 | 0 | 0 | 2027 | 0 | 0 | 0 | 0 | 0 | 0
[6 empty] | 2028 | 0 | [37 empty] | 2028 | 0 | 0 | 0 | 0 | 0 | 0 | 2028 | 0 | 0 | 0 | 0 | 0 | 0
[6 empty] | 2029 | 0 | [37 empty] | 2029 | 0 | 0 | 0 | 0 | 0 | 0 | 2029 | 0 | 0 | 0 | 0 | 0 | 0
[6 empty] | 2030 | 0 | [37 empty] | 2030 | 0 | 0 | 0 | 0 | 0 | 0 | 2030 | 0 | 0 | 0 | 0 | 0 | 0
[6 empty] | 2031 | 0 | [37 empty] | 2031 | 0 | 0 | 0 | 0 | 0 | 0 | 2031 | 0 | 0 | 0 | 0 | 0 | 0
[6 empty] | 2032 | 0 | [37 empty] | 2032 | 0 | 0 | 0 | 0 | 0 | 0 | 2032 | 0 | 0 | 0 | 0 | 0 | 0
[6 empty] | 2033 | 0 | [37 empty] | 2033 | 0 | 0 | 0 | 0 | 0 | 0 | 2033 | 0 | 0 | 0 | 0 | 0 | 0
[6 empty] | 2034 | 0 | [37 empty] | 2034 | 0 | 0 | 0 | 0 | 0 | 0 | 2034 | 0 | 0 | 0 | 0 | 0 | 0
[6 empty] | 2035 | 0 | [37 empty] | 2035 | 0 | 0 | 0 | 0 | 0 | 0 | 2035 | 0 | 0 | 0 | 0 | 0 | 0
[6 empty] | 2036 | 0 | [37 empty] | 2036 | 0 | 0 | 0 | 0 | 0 | 0 | 2036 | 0 | 0 | 0 | 0 | 0 | 0
[6 empty] | 2037 | 0 | [37 empty] | 2037 | 0 | 0 | 0 | 0 | 0 | 0 | 2037 | 0 | 0 | 0 | 0 | 0 | 0
[6 empty] | 2038 | 0 | [37 empty] | 2038 | 0 | 0 | 0 | 0 | 0 | 0 | 2038 | 0 | 0 | 0 | 0 | 0 | 0
[6 empty] | 2039 | 0 | [37 empty] | 2039 | 0 | 0 | 0 | 0 | 0 | 0 | 2039 | 0 | 0 | 0 | 0 | 0 | 0
[6 empty] | 2040 | 0 | [37 empty] | 2040 | 0 | 0 | 0 | 0 | 0 | 0 | 2040 | 0 | 0 | 0 | 0 | 0 | 0
[6 empty] | 2041 | 0 | [37 empty] | 2041 | 0 | 0 | 0 | 0 | 0 | 0 | 2041 | 0 | 0 | 0 | 0 | 0 | 0
[6 empty] | 2042 | 0 | [37 empty] | 2042 | 0 | 0 | 0 | 0 | 0 | 0 | 2042 | 0 | 0 | 0 | 0 | 0 | 0
[6 empty] | 2043 | 0 | [37 empty] | 2043 | 0 | 0 | 0 | 0 | 0 | 0 | 2043 | 0 | 0 | 0 | 0 | 0 | 0
[6 empty] | 2044 | 0 | [37 empty] | 2044 | 0 | 0 | 0 | 0 | 0 | 0 | 2044 | 0 | 0 | 0 | 0 | 0 | 0
[6 empty] | 2045 | 0 | [37 empty] | 2045 | 0 | 0 | 0 | 0 | 0 | 0 | 2045 | 0 | 0 | 0 | 0 | 0 | 0
[6 empty] | Total | 8948685.6676 | 0 | 0 | 0 | 0 | 0
7: Fixed O&M - Labor | [14 empty] | 1st Unit - Step 1 - Reduce baseline based on scenario | [7 empty] | 1st Unit - Step 1 - Single Unit Operation and Retirement | [6 empty] | 2nd Unit - Step 1 - Reduce baseline based on scenario | [7 empty] | 2nd Unit - Step 1 - Single Unit Operation and Retirement
[6 empty] | Year | 6 | 6A | 6B | 6C | 6D | 6E |  |  | Year | Baseline | 6 | 6A | 6B | 6C | 6D | 6E | Year | 6 | 6A | 6B | 6C | 6D | 6E | Year | Baseline | 6 | 6A | 6B | 6C | 6D | 6E | Year | 6 | 6A | 6B | 6C | 6D | 6E
[6 empty] | 2017 | 18063856.14 | 0 | 0 | 0 | 0 | 0 |  |  | 2017 | 5908687.3434 | A | Retired | Retired | Retired | Retired | Retired | 2017 | 5908687.3434 | 0 | 0 | 0 | 0 | 0 | 2017 | 12155168.7966 | A | Retired | Retired | Retired | Retired | Retired | 2017 | 12155168.7966 | 0 | 0 | 0 | 0 | 0
[6 empty] | 2018 | 16632735.5664 | 0 | 0 | 0 | 0 | 0 |  |  | 2018 | 6063966.1979 | B | Retired | Retired | Retired | Retired | Retired | 2018 | 5440567.8038 | 0 | 0 | 0 | 0 | 0 | 2018 | 12474603.6521 | B | Retired | Retired | Retired | Retired | Retired | 2018 | 11192167.7626 | 0 | 0 | 0 | 0 | 0
[6 empty] | 2019 | 16916012.2049 | 0 | 0 | 0 | 0 | 0 |  |  | 2019 | 6167243.2538 | B | Retired | Retired | Retired | Retired | Retired | 2019 | 5533227.5922 | 0 | 0 | 0 | 0 | 0 | 2019 | 12687062.0162 | B | Retired | Retired | Retired | Retired | Retired | 2019 | 11382784.6127 | 0 | 0 | 0 | 0 | 0
[6 empty] | 2020 | 17795841.4744 | 0 | 0 | 0 | 0 | 0 |  |  | 2020 | 6488011.5922 | B | Retired | Retired | Retired | Retired | Retired | 2020 | 5821019.7463 | 0 | 0 | 0 | 0 | 0 | 2020 | 13346936.7178 | B | Retired | Retired | Retired | Retired | Retired | 2020 | 11974821.7281 | 0 | 0 | 0 | 0 | 0
[6 empty] | 2021 | 17896680.8075 | 0 | 0 | 0 | 0 | 0 |  |  | 2021 | 6524775.6173 | B | Retired | Retired | Retired | Retired | Retired | 2021 | 5854004.2921 | 0 | 0 | 0 | 0 | 0 | 2021 | 13422566.5327 | B | Retired | Retired | Retired | Retired | Retired | 2021 | 12042676.5154 | 0 | 0 | 0 | 0 | 0
[6 empty] | 2022 | 18254614.4236 | 0 | 0 | 0 | 0 | 0 |  |  | 2022 | 6655271.1296 | B | Retired | Retired | Retired | Retired | Retired | 2022 | 5971084.378 | 0 | 0 | 0 | 0 | 0 | 2022 | 13691017.8634 | B | Retired | Retired | Retired | Retired | Retired | 2022 | 12283530.0457 | 0 | 0 | 0 | 0 | 0
[6 empty] | 2023 | 18619706.7121 | 0 | 0 | 0 | 0 | 0 |  |  | 2023 | 6788376.5522 | B | Retired | Retired | Retired | Retired | Retired | 2023 | 6090506.0655 | 0 | 0 | 0 | 0 | 0 | 2023 | 13964838.2207 | B | Retired | Retired | Retired | Retired | Retired | 2023 | 12529200.6466 | 0 | 0 | 0 | 0 | 0
[6 empty] | 2024 | 18992100.8463 | 0 | 0 | 0 | 0 | 0 |  |  | 2024 | 6924144.0832 | B | Retired | Retired | Retired | Retired | Retired | 2024 | 6212316.1868 | 0 | 0 | 0 | 0 | 0 | 2024 | 14244134.9851 | B | Retired | Retired | Retired | Retired | Retired | 2024 | 12779784.6595 | 0 | 0 | 0 | 0 | 0
[6 empty] | 2025 | 19371942.8633 | 0 | 0 | 0 | 0 | 0 |  |  | 2025 | 7062626.9649 | B | Retired | Retired | Retired | Retired | Retired | 2025 | 6336562.5106 | 0 | 0 | 0 | 0 | 0 | 2025 | 14529017.6848 | B | Retired | Retired | Retired | Retired | Retired | 2025 | 13035380.3527 | 0 | 0 | 0 | 0 | 0
[6 empty] | 2026 | 19759381.7205 | 0 | 0 | 0 | 0 | 0 |  |  | 2026 | 7203879.5042 | B | Retired | Retired | Retired | Retired | Retired | 2026 | 6463293.7608 | 0 | 0 | 0 | 0 | 0 | 2026 | 14819598.0385 | B | Retired | Retired | Retired | Retired | Retired | 2026 | 13296087.9597 | 0 | 0 | 0 | 0 | 0
[6 empty] | 2027 | 11336992.4994 | 0 | 0 | 0 | 0 | 0 |  |  | 2027 | 7347957.0943 | Retired | Retired | Retired | Retired | Retired | Retired | 2027 | 0 | 0 | 0 | 0 | 0 | 0 | 2027 | 15115989.9992 | C | Retired | Retired | Retired | Retired | Retired | 2027 | 11336992.4994 | 0 | 0 | 0 | 0 | 0
[6 empty] | 2028 | 11563732.3494 | 0 | 0 | 0 | 0 | 0 |  |  | 2028 | 7494916.2362 | Retired | Retired | Retired | Retired | Retired | Retired | 2028 | 0 | 0 | 0 | 0 | 0 | 0 | 2028 | 15418309.7992 | C | Retired | Retired | Retired | Retired | Retired | 2028 | 11563732.3494 | 0 | 0 | 0 | 0 | 0
[6 empty] | 2029 | 11795006.9964 | 0 | 0 | 0 | 0 | 0 |  |  | 2029 | 7644814.5609 | Retired | Retired | Retired | Retired | Retired | Retired | 2029 | 0 | 0 | 0 | 0 | 0 | 0 | 2029 | 15726675.9952 | C | Retired | Retired | Retired | Retired | Retired | 2029 | 11795006.9964 | 0 | 0 | 0 | 0 | 0
[6 empty] | 2030 | 0 | 0 | 0 | 0 | 0 | 0 |  |  | 2030 | 7797710.8521 | Retired | Retired | Retired | Retired | Retired | Retired | 2030 | 0 | 0 | 0 | 0 | 0 | 0 | 2030 | 16041209.5151 | Retired | Retired | Retired | Retired | Retired | Retired | 2030 | 0 | 0 | 0 | 0 | 0 | 0
[6 empty] | 2031 | 0 | 0 | 0 | 0 | 0 | 0 |  |  | 2031 | 7953665.0692 | Retired | Retired | Retired | Retired | Retired | Retired | 2031 | 0 | 0 | 0 | 0 | 0 | 0 | 2031 | 16362033.7054 | Retired | Retired | Retired | Retired | Retired | Retired | 2031 | 0 | 0 | 0 | 0 | 0 | 0
[6 empty] | 2032 | 0 | 0 | 0 | 0 | 0 | 0 |  |  | 2032 | 8112738.3705 | Retired | Retired | Retired | Retired | Retired | Retired | 2032 | 0 | 0 | 0 | 0 | 0 | 0 | 2032 | 16689274.3795 | Retired | Retired | Retired | Retired | Retired | Retired | 2032 | 0 | 0 | 0 | 0 | 0 | 0
[6 empty] | 2033 | 0 | 0 | 0 | 0 | 0 | 0 |  |  | 2033 | 8274993.138 | Retired | Retired | Retired | Retired | Retired | Retired | 2033 | 0 | 0 | 0 | 0 | 0 | 0 | 2033 | 17023059.8671 | Retired | Retired | Retired | Retired | Retired | Retired | 2033 | 0 | 0 | 0 | 0 | 0 | 0
[6 empty] | 2034 | 0 | 0 | 0 | 0 | 0 | 0 |  |  | 2034 | 8440493.0007 | Retired | Retired | Retired | Retired | Retired | Retired | 2034 | 0 | 0 | 0 | 0 | 0 | 0 | 2034 | 17363521.0645 | Retired | Retired | Retired | Retired | Retired | Retired | 2034 | 0 | 0 | 0 | 0 | 0 | 0
[6 empty] | 2035 | 0 | 0 | 0 | 0 | 0 | 0 |  |  | 2035 | 8609302.8607 | Retired | Retired | Retired | Retired | Retired | Retired | 2035 | 0 | 0 | 0 | 0 | 0 | 0 | 2035 | 17710791.4857 | Retired | Retired | Retired | Retired | Retired | Retired | 2035 | 0 | 0 | 0 | 0 | 0 | 0
[6 empty] | 2036 | 0 | 0 | 0 | 0 | 0 | 0 |  |  | 2036 | 8781488.9179 | Retired | Retired | Retired | Retired | Retired | Retired | 2036 | 0 | 0 | 0 | 0 | 0 | 0 | 2036 | 18065007.3155 | Retired | Retired | Retired | Retired | Retired | Retired | 2036 | 0 | 0 | 0 | 0 | 0 | 0
[6 empty] | 2037 | 0 | 0 | 0 | 0 | 0 | 0 |  |  | 2037 | 8957118.6963 | Retired | Retired | Retired | Retired | Retired | Retired | 2037 | 0 | 0 | 0 | 0 | 0 | 0 | 2037 | 18426307.4618 | Retired | Retired | Retired | Retired | Retired | Retired | 2037 | 0 | 0 | 0 | 0 | 0 | 0
[6 empty] | 2038 | 0 | 0 | 0 | 0 | 0 | 0 |  |  | 2038 | 9136261.0702 | Retired | Retired | Retired | Retired | Retired | Retired | 2038 | 0 | 0 | 0 | 0 | 0 | 0 | 2038 | 18794833.611 | Retired | Retired | Retired | Retired | Retired | Retired | 2038 | 0 | 0 | 0 | 0 | 0 | 0
[6 empty] | 2039 | 0 | 0 | 0 | 0 | 0 | 0 |  |  | 2039 | 9318986.2916 | Retired | Retired | Retired | Retired | Retired | Retired | 2039 | 0 | 0 | 0 | 0 | 0 | 0 | 2039 | 19170730.2832 | Retired | Retired | Retired | Retired | Retired | Retired | 2039 | 0 | 0 | 0 | 0 | 0 | 0
[6 empty] | 2040 | 0 | 0 | 0 | 0 | 0 | 0 |  |  | 2040 | 9505366.0175 | Retired | Retired | Retired | Retired | Retired | Retired | 2040 | 0 | 0 | 0 | 0 | 0 | 0 | 2040 | 19554144.8889 | Retired | Retired | Retired | Retired | Retired | Retired | 2040 | 0 | 0 | 0 | 0 | 0 | 0
[6 empty] | 2041 | 0 | 0 | 0 | 0 | 0 | 0 |  |  | 2041 | 9695473.3378 | Retired | Retired | Retired | Retired | Retired | Retired | 2041 | 0 | 0 | 0 | 0 | 0 | 0 | 2041 | 19945227.7867 | Retired | Retired | Retired | Retired | Retired | Retired | 2041 | 0 | 0 | 0 | 0 | 0 | 0
[6 empty] | 2042 | 0 | 0 | 0 | 0 | 0 | 0 |  |  | 2042 | 9889382.8046 | Retired | Retired | Retired | Retired | Retired | Retired | 2042 | 0 | 0 | 0 | 0 | 0 | 0 | 2042 | 20344132.3424 | Retired | Retired | Retired | Retired | Retired | Retired | 2042 | 0 | 0 | 0 | 0 | 0 | 0
[6 empty] | 2043 | 0 | 0 | 0 | 0 | 0 | 0 |  |  | 2043 | 10087170.4607 | Retired | Retired | Retired | Retired | Retired | Retired | 2043 | 0 | 0 | 0 | 0 | 0 | 0 | 2043 | 20751014.9892 | Retired | Retired | Retired | Retired | Retired | Retired | 2043 | 0 | 0 | 0 | 0 | 0 | 0
[6 empty] | 2044 | 0 | 0 | 0 | 0 | 0 | 0 |  |  | 2044 | 10288913.8699 | Retired | Retired | Retired | Retired | Retired | Retired | 2044 | 0 | 0 | 0 | 0 | 0 | 0 | 2044 | 21166035.289 | Retired | Retired | Retired | Retired | Retired | Retired | 2044 | 0 | 0 | 0 | 0 | 0 | 0
[6 empty] | 2045 | 0 | 0 | 0 | 0 | 0 | 0 |  |  | 2045 | 10494692.1473 | Retired | Retired | Retired | Retired | Retired | Retired | 2045 | 0 | 0 | 0 | 0 | 0 | 0 | 2045 | 21589355.9948 | Retired | Retired | Retired | Retired | Retired | Retired | 2045 | 0 | 0 | 0 | 0 | 0 | 0
[6 empty] | Total | 216998604.6042 | 0 | 0 | 0 | 0 | 0
*Reduced operations percentages are contained on the "Fixed - Other" Tab
8: Fixed O&M - Other | [14 empty] | 1st Unit - Step 1 - Reduce baseline based on scenario | [7 empty] | 1st Unit - Step 2 - Single Unit Operation and Retirement | [6 empty] | 2nd Unit - Step 1 - Reduce baseline based on scenario | [7 empty] | 2nd Unit - Step 2 - Single Unit Operation and Retirement
[6 empty] | Year | 6 | 6A | 6B | 6C | 6D | 6E |  |  | Year | Baseline | 6 | 6A | 6B | 6C | 6D | 6E | Year | 6 | 6A | 6B | 6C | 6D | 6E | Year | Baseline | 6 | 6A | 6B | 6C | 6D | 6E | Year | 6 | 6A | 6B | 6C | 6D | 6E
[6 empty] | 2017 | 10696150.39 | 0 | 0 | 0 | 0 | 0 |  |  | 2017 | 4605762.3579 | 4605762.3579 | 4605762.3579 | 4605762.3579 | 4605762.3579 | 4605762.3579 | 4605762.3579 | 2017 | 4605762.3579 | 0 | 0 | 0 | 0 | 0 | 2017 | 6090388.0321 | 6090388.0321 | 6090388.0321 | 6090388.0321 | 6090388.0321 | 6090388.0321 | 6090388.0321 | 2017 | 6090388.0321 | 0 | 0 | 0 | 0 | 0
[6 empty] | 2018 | 7300203.8928 | 0 | 0 | 0 | 0 | 0 |  |  | 2018 | 4622746.7592 | 3143467.7962 | 4622746.7592 | 4622746.7592 | 4622746.7592 | 4622746.7592 | 4622746.7592 | 2018 | 3143467.7962 | 0 | 0 | 0 | 0 | 0 | 2018 | 6112847.2008 | 4156736.0966 | 6112847.2008 | 6112847.2008 | 6112847.2008 | 6112847.2008 | 6112847.2008 | 2018 | 4156736.0966 | 0 | 0 | 0 | 0 | 0
[6 empty] | 2019 | 5531683.788 | 0 | 0 | 0 | 0 | 0 |  |  | 2019 | 3502857.4105 | 2381943.0391 | 3502857.4105 | 3502857.4105 | 3502857.4105 | 3502857.4105 | 3502857.4105 | 2019 | 2381943.0391 | 0 | 0 | 0 | 0 | 0 | 2019 | 4631971.6895 | 3149740.7489 | 4631971.6895 | 4631971.6895 | 4631971.6895 | 4631971.6895 | 4631971.6895 | 2019 | 3149740.7489 | 0 | 0 | 0 | 0 | 0
[6 empty] | 2020 | 7257525.624 | 0 | 0 | 0 | 0 | 0 |  |  | 2020 | 4595721.3731 | 3125090.5337 | 4595721.3731 | 4595721.3731 | 4595721.3731 | 4595721.3731 | 4595721.3731 | 2020 | 3125090.5337 | 0 | 0 | 0 | 0 | 0 | 2020 | 6077110.4269 | 4132435.0903 | 6077110.4269 | 6077110.4269 | 6077110.4269 | 6077110.4269 | 6077110.4269 | 2020 | 4132435.0903 | 0 | 0 | 0 | 0 | 0
[6 empty] | 2021 | 6931154.32 | 0 | 0 | 0 | 0 | 0 |  |  | 2021 | 4389051.5444 | 2984555.0502 | 4389051.5444 | 4389051.5444 | 4389051.5444 | 4389051.5444 | 4389051.5444 | 2021 | 2984555.0502 | 0 | 0 | 0 | 0 | 0 | 2021 | 5803822.4556 | 3946599.2698 | 5803822.4556 | 5803822.4556 | 5803822.4556 | 5803822.4556 | 5803822.4556 | 2021 | 3946599.2698 | 0 | 0 | 0 | 0 | 0
[6 empty] | 2022 | 7069777.4064 | 0 | 0 | 0 | 0 | 0 |  |  | 2022 | 4476832.5753 | 3044246.1512 | 4476832.5753 | 4476832.5753 | 4476832.5753 | 4476832.5753 | 4476832.5753 | 2022 | 3044246.1512 | 0 | 0 | 0 | 0 | 0 | 2022 | 5919898.9047 | 4025531.2552 | 5919898.9047 | 5919898.9047 | 5919898.9047 | 5919898.9047 | 5919898.9047 | 2022 | 4025531.2552 | 0 | 0 | 0 | 0 | 0
[6 empty] | 2023 | 7211172.9545 | 0 | 0 | 0 | 0 | 0 |  |  | 2023 | 4566369.2268 | 3105131.0742 | 4566369.2268 | 4566369.2268 | 4566369.2268 | 4566369.2268 | 4566369.2268 | 2023 | 3105131.0742 | 0 | 0 | 0 | 0 | 0 | 2023 | 6038296.8828 | 4106041.8803 | 6038296.8828 | 6038296.8828 | 6038296.8828 | 6038296.8828 | 6038296.8828 | 2023 | 4106041.8803 | 0 | 0 | 0 | 0 | 0
[6 empty] | 2024 | 7355396.4136 | 0 | 0 | 0 | 0 | 0 |  |  | 2024 | 4657696.6113 | 3167233.6957 | 4657696.6113 | 4657696.6113 | 4657696.6113 | 4657696.6113 | 4657696.6113 | 2024 | 3167233.6957 | 0 | 0 | 0 | 0 | 0 | 2024 | 6159062.8205 | 4188162.7179 | 6159062.8205 | 6159062.8205 | 6159062.8205 | 6159062.8205 | 6159062.8205 | 2024 | 4188162.7179 | 0 | 0 | 0 | 0 | 0
[6 empty] | 2025 | 7502504.3419 | 0 | 0 | 0 | 0 | 0 |  |  | 2025 | 4750850.5436 | 3230578.3696 | 4750850.5436 | 4750850.5436 | 4750850.5436 | 4750850.5436 | 4750850.5436 | 2025 | 3230578.3696 | 0 | 0 | 0 | 0 | 0 | 2025 | 6282244.0769 | 4271925.9723 | 6282244.0769 | 6282244.0769 | 6282244.0769 | 6282244.0769 | 6282244.0769 | 2025 | 4271925.9723 | 0 | 0 | 0 | 0 | 0
[6 empty] | 2026 | 7652554.4287 | 0 | 0 | 0 | 0 | 0 |  |  | 2026 | 4845867.5544 | 3295189.937 | 4845867.5544 | 4845867.5544 | 4845867.5544 | 4845867.5544 | 4845867.5544 | 2026 | 3295189.937 | 0 | 0 | 0 | 0 | 0 | 2026 | 6407888.9584 | 4357364.4917 | 6407888.9584 | 6407888.9584 | 6407888.9584 | 6407888.9584 | 6407888.9584 | 2026 | 4357364.4917 | 0 | 0 | 0 | 0 | 0
[6 empty] | 2027 | 4444511.7816 | 0 | 0 | 0 | 0 | 0 |  |  | 2027 | 4942784.9055 | 3361093.7358 | 4942784.9055 | 4942784.9055 | 4942784.9055 | 4942784.9055 | 4942784.9055 | 2027 | 0 | 0 | 0 | 0 | 0 | 0 | 2027 | 6536046.7376 | 4444511.7816 | 6536046.7376 | 6536046.7376 | 6536046.7376 | 6536046.7376 | 6536046.7376 | 2027 | 4444511.7816 | 0 | 0 | 0 | 0 | 0
[6 empty] | 2028 | 4533402.0172 | 0 | 0 | 0 | 0 | 0 |  |  | 2028 | 5041640.6036 | 3428315.6105 | 5041640.6036 | 5041640.6036 | 5041640.6036 | 5041640.6036 | 5041640.6036 | 2028 | 0 | 0 | 0 | 0 | 0 | 0 | 2028 | 6666767.6723 | 4533402.0172 | 6666767.6723 | 6666767.6723 | 6666767.6723 | 6666767.6723 | 6666767.6723 | 2028 | 4533402.0172 | 0 | 0 | 0 | 0 | 0
[6 empty] | 2029 | 4624070.0575 | 0 | 0 | 0 | 0 | 0 |  |  | 2029 | 5142473.4157 | 3496881.9227 | 5142473.4157 | 5142473.4157 | 5142473.4157 | 5142473.4157 | 5142473.4157 | 2029 | 0 | 0 | 0 | 0 | 0 | 0 | 2029 | 6800103.0258 | 4624070.0575 | 6800103.0258 | 6800103.0258 | 6800103.0258 | 6800103.0258 | 6800103.0258 | 2029 | 4624070.0575 | 0 | 0 | 0 | 0 | 0
[6 empty] | 2030 | 0 | 0 | 0 | 0 | 0 | 0 |  |  | 2030 | 5245322.884 | 3566819.5611 | 5245322.884 | 5245322.884 | 5245322.884 | 5245322.884 | 5245322.884 | 2030 | 0 | 0 | 0 | 0 | 0 | 0 | 2030 | 6936105.0863 | 4716551.4587 | 6936105.0863 | 6936105.0863 | 6936105.0863 | 6936105.0863 | 6936105.0863 | 2030 | 0 | 0 | 0 | 0 | 0 | 0
[6 empty] | 2031 | 0 | 0 | 0 | 0 | 0 | 0 |  |  | 2031 | 5350229.3417 | 3638155.9524 | 5350229.3417 | 5350229.3417 | 5350229.3417 | 5350229.3417 | 5350229.3417 | 2031 | 0 | 0 | 0 | 0 | 0 | 0 | 2031 | 7074827.188 | 4810882.4879 | 7074827.188 | 7074827.188 | 7074827.188 | 7074827.188 | 7074827.188 | 2031 | 0 | 0 | 0 | 0 | 0 | 0
[6 empty] | 2032 | 0 | 0 | 0 | 0 | 0 | 0 |  |  | 2032 | 5457233.9285 | 3710919.0714 | 5457233.9285 | 5457233.9285 | 5457233.9285 | 5457233.9285 | 5457233.9285 | 2032 | 0 | 0 | 0 | 0 | 0 | 0 | 2032 | 7216323.7318 | 4907100.1376 | 7216323.7318 | 7216323.7318 | 7216323.7318 | 7216323.7318 | 7216323.7318 | 2032 | 0 | 0 | 0 | 0 | 0 | 0
[6 empty] | 2033 | 0 | 0 | 0 | 0 | 0 | 0 |  |  | 2033 | 5566378.6071 | 3785137.4528 | 5566378.6071 | 5566378.6071 | 5566378.6071 | 5566378.6071 | 5566378.6071 | 2033 | 0 | 0 | 0 | 0 | 0 | 0 | 2033 | 7360650.2064 | 5005242.1404 | 7360650.2064 | 7360650.2064 | 7360650.2064 | 7360650.2064 | 7360650.2064 | 2033 | 0 | 0 | 0 | 0 | 0 | 0
[6 empty] | 2034 | 0 | 0 | 0 | 0 | 0 | 0 |  |  | 2034 | 5677706.1792 | 3860840.2019 | 5677706.1792 | 5677706.1792 | 5677706.1792 | 5677706.1792 | 5677706.1792 | 2034 | 0 | 0 | 0 | 0 | 0 | 0 | 2034 | 7507863.2105 | 5105346.9832 | 7507863.2105 | 7507863.2105 | 7507863.2105 | 7507863.2105 | 7507863.2105 | 2034 | 0 | 0 | 0 | 0 | 0 | 0
[6 empty] | 2035 | 0 | 0 | 0 | 0 | 0 | 0 |  |  | 2035 | 5791260.3028 | 3938057.0059 | 5791260.3028 | 5791260.3028 | 5791260.3028 | 5791260.3028 | 5791260.3028 | 2035 | 0 | 0 | 0 | 0 | 0 | 0 | 2035 | 7658020.4748 | 5207453.9228 | 7658020.4748 | 7658020.4748 | 7658020.4748 | 7658020.4748 | 7658020.4748 | 2035 | 0 | 0 | 0 | 0 | 0 | 0
[6 empty] | 2036 | 0 | 0 | 0 | 0 | 0 | 0 |  |  | 2036 | 5907085.5089 | 4016818.146 | 5907085.5089 | 5907085.5089 | 5907085.5089 | 5907085.5089 | 5907085.5089 | 2036 | 0 | 0 | 0 | 0 | 0 | 0 | 2036 | 7811180.8842 | 5311603.0013 | 7811180.8842 | 7811180.8842 | 7811180.8842 | 7811180.8842 | 7811180.8842 | 2036 | 0 | 0 | 0 | 0 | 0 | 0
[6 empty] | 2037 | 0 | 0 | 0 | 0 | 0 | 0 |  |  | 2037 | 6025227.2191 | 4097154.509 | 6025227.2191 | 6025227.2191 | 6025227.2191 | 6025227.2191 | 6025227.2191 | 2037 | 0 | 0 | 0 | 0 | 0 | 0 | 2037 | 7967404.5019 | 5417835.0613 | 7967404.5019 | 7967404.5019 | 7967404.5019 | 7967404.5019 | 7967404.5019 | 2037 | 0 | 0 | 0 | 0 | 0 | 0
[6 empty] | 2038 | 0 | 0 | 0 | 0 | 0 | 0 |  |  | 2038 | 6145731.7634 | 4179097.5991 | 6145731.7634 | 6145731.7634 | 6145731.7634 | 6145731.7634 | 6145731.7634 | 2038 | 0 | 0 | 0 | 0 | 0 | 0 | 2038 | 8126752.592 | 5526191.7625 | 8126752.592 | 8126752.592 | 8126752.592 | 8126752.592 | 8126752.592 | 2038 | 0 | 0 | 0 | 0 | 0 | 0
[6 empty] | 2039 | 0 | 0 | 0 | 0 | 0 | 0 |  |  | 2039 | 6268646.3987 | 4262679.5511 | 6268646.3987 | 6268646.3987 | 6268646.3987 | 6268646.3987 | 6268646.3987 | 2039 | 0 | 0 | 0 | 0 | 0 | 0 | 2039 | 8289287.6438 | 5636715.5978 | 8289287.6438 | 8289287.6438 | 8289287.6438 | 8289287.6438 | 8289287.6438 | 2039 | 0 | 0 | 0 | 0 | 0 | 0
[6 empty] | 2040 | 0 | 0 | 0 | 0 | 0 | 0 |  |  | 2040 | 6394019.3267 | 4347933.1421 | 6394019.3267 | 6394019.3267 | 6394019.3267 | 6394019.3267 | 6394019.3267 | 2040 | 0 | 0 | 0 | 0 | 0 | 0 | 2040 | 8455073.3967 | 5749449.9097 | 8455073.3967 | 8455073.3967 | 8455073.3967 | 8455073.3967 | 8455073.3967 | 2040 | 0 | 0 | 0 | 0 | 0 | 0
[6 empty] | 2041 | 0 | 0 | 0 | 0 | 0 | 0 |  |  | 2041 | 6521899.7132 | 4434891.805 | 6521899.7132 | 6521899.7132 | 6521899.7132 | 6521899.7132 | 6521899.7132 | 2041 | 0 | 0 | 0 | 0 | 0 | 0 | 2041 | 8624174.8646 | 5864438.9079 | 8624174.8646 | 8624174.8646 | 8624174.8646 | 8624174.8646 | 8624174.8646 | 2041 | 0 | 0 | 0 | 0 | 0 | 0
[6 empty] | 2042 | 0 | 0 | 0 | 0 | 0 | 0 |  |  | 2042 | 6652337.7075 | 4523589.6411 | 6652337.7075 | 6652337.7075 | 6652337.7075 | 6652337.7075 | 6652337.7075 | 2042 | 0 | 0 | 0 | 0 | 0 | 0 | 2042 | 8796658.3619 | 5981727.6861 | 8796658.3619 | 8796658.3619 | 8796658.3619 | 8796658.3619 | 8796658.3619 | 2042 | 0 | 0 | 0 | 0 | 0 | 0
[6 empty] | 2043 | 0 | 0 | 0 | 0 | 0 | 0 |  |  | 2043 | 6785384.4616 | 4614061.4339 | 6785384.4616 | 6785384.4616 | 6785384.4616 | 6785384.4616 | 6785384.4616 | 2043 | 0 | 0 | 0 | 0 | 0 | 0 | 2043 | 8972591.5292 | 6101362.2398 | 8972591.5292 | 8972591.5292 | 8972591.5292 | 8972591.5292 | 8972591.5292 | 2043 | 0 | 0 | 0 | 0 | 0 | 0
[6 empty] | 2044 | 0 | 0 | 0 | 0 | 0 | 0 |  |  | 2044 | 6921092.1509 | 4706342.6626 | 6921092.1509 | 6921092.1509 | 6921092.1509 | 6921092.1509 | 6921092.1509 | 2044 | 0 | 0 | 0 | 0 | 0 | 0 | 2044 | 9152043.3597 | 6223389.4846 | 9152043.3597 | 9152043.3597 | 9152043.3597 | 9152043.3597 | 9152043.3597 | 2044 | 0 | 0 | 0 | 0 | 0 | 0
[6 empty] | 2045 | 0 | 0 | 0 | 0 | 0 | 0 |  |  | 2045 | 7059513.9939 | 4800469.5158 | 7059513.9939 | 7059513.9939 | 7059513.9939 | 7059513.9939 | 7059513.9939 | 2045 | 0 | 0 | 0 | 0 | 0 | 0 | 2045 | 9335084.2269 | 6347857.2743 | 9335084.2269 | 9335084.2269 | 9335084.2269 | 9335084.2269 | 9335084.2269 | 2045 | 0 | 0 | 0 | 0 | 0 | 0
[6 empty] | Total | 88110107.4162 | 0 | 0 | 0 | 0 | 0
9: Variable O&M
[15 empty] | 1st Unit - Step 1 - Reduce baseline based on NCF | [7 empty] | 1st Unit - Step 2 - Convert MWh to Dollars | [6 empty] | 2nd Unit - Step 1 - Reduce baseline based on NCF | [7 empty] | 2nd Unit - Step 2 - Convert MWh to Dollars | [6 empty] | Increase in water costs after construction of Jones Pipeline
[6 empty] | Year | 6 | 6A | 6B | 6C | 6D | 6E |  |  | Year | Baseline | 6 | 6A | 6B | 6C | 6D | 6E | Year | 6 | 6A | 6B | 6C | 6D | 6E | Year | Baseline | 6 | 6A | 6B | 6C | 6D | 6E | Year | 6 | 6A | 6B | 6C | 6D | 6E | Year | 6 | 6A | 6B | 6C | 6D | 6E
[6 empty] | 2017 | 2076817 | 0 | 0 | 0 | 0 | 0 |  |  | 2017 | 0.26626 | 3899952 | 0 | 0 | 0 | 0 | 0 | 2017 | 1038408.5 | 0 | 0 | 0 | 0 | 0 | 2017 | 0.26626 | 3899952 | 0 | 0 | 0 | 0 | 0 | 2017 | 1038408.5 | 0 | 0 | 0 | 0 | 0 | 2017 | 0 | 0 | 0 | 0 | 0 | 0
[6 empty] | 2018 | 649840.5393 | 0 | 0 | 0 | 0 | 0 |  |  | 2018 | 0.27938 | 1903548 | 0 | 0 | 0 | 0 | 0 | 2018 | 531805.631 | 0 | 0 | 0 | 0 | 0 | 2018 | 0.27938 | 422494.8 | 0 | 0 | 0 | 0 | 0 | 2018 | 118034.9083 | 0 | 0 | 0 | 0 | 0 | 2018 | 0 | 0 | 0 | 0 | 0 | 0
[6 empty] | 2019 | 838625.0929 | 0 | 0 | 0 | 0 | 0 |  |  | 2019 | 0.36054 | 1903548 | 0 | 0 | 0 | 0 | 0 | 2019 | 686299.9762 | 0 | 0 | 0 | 0 | 0 | 2019 | 0.36054 | 422494.8 | 0 | 0 | 0 | 0 | 0 | 2019 | 152325.1167 | 0 | 0 | 0 | 0 | 0 | 2019 | 0 | 0 | 0 | 0 | 0 | 0
[6 empty] | 2020 | 865381.7732 | 0 | 0 | 0 | 0 | 0 |  |  | 2020 | 0.37204 | 1903548 | 0 | 0 | 0 | 0 | 0 | 2020 | 708196.6607 | 0 | 0 | 0 | 0 | 0 | 2020 | 0.37204 | 422494.8 | 0 | 0 | 0 | 0 | 0 | 2020 | 157185.1125 | 0 | 0 | 0 | 0 | 0 | 2020 | 0 | 0 | 0 | 0 | 0 | 0
[6 empty] | 2021 | 899033.1679 | 0 | 0 | 0 | 0 | 0 |  |  | 2021 | 0.38651 | 1903548 | 0 | 0 | 0 | 0 | 0 | 2021 | 735735.7262 | 0 | 0 | 0 | 0 | 0 | 2021 | 0.38651 | 422494.8 | 0 | 0 | 0 | 0 | 0 | 2021 | 163297.4417 | 0 | 0 | 0 | 0 | 0 | 2021 | 0 | 0 | 0 | 0 | 0 | 0
[6 empty] | 2022 | 917013.8312 | 0 | 0 | 0 | 0 | 0 |  |  | 2022 | 0.39424 | 1903548 | 0 | 0 | 0 | 0 | 0 | 2022 | 750450.4407 | 0 | 0 | 0 | 0 | 0 | 2022 | 0.39424 | 422494.8 | 0 | 0 | 0 | 0 | 0 | 2022 | 166563.3905 | 0 | 0 | 0 | 0 | 0 | 2022 | 0 | 0 | 0 | 0 | 0 | 0
[6 empty] | 2023 | 935354.1078 | 0 | 0 | 0 | 0 | 0 |  |  | 2023 | 0.40212 | 1903548 | 0 | 0 | 0 | 0 | 0 | 2023 | 765459.4495 | 0 | 0 | 0 | 0 | 0 | 2023 | 0.40212 | 422494.8 | 0 | 0 | 0 | 0 | 0 | 2023 | 169894.6583 | 0 | 0 | 0 | 0 | 0 | 2023 | 0 | 0 | 0 | 0 | 0 | 0
[6 empty] | 2024 | 954061.19 | 0 | 0 | 0 | 0 | 0 |  |  | 2024 | 0.41016 | 1903548 | 0 | 0 | 0 | 0 | 0 | 2024 | 780768.6385 | 0 | 0 | 0 | 0 | 0 | 2024 | 0.41016 | 422494.8 | 0 | 0 | 0 | 0 | 0 | 2024 | 173292.5515 | 0 | 0 | 0 | 0 | 0 | 2024 | 0 | 0 | 0 | 0 | 0 | 0
[6 empty] | 2025 | 973142.4138 | 0 | 0 | 0 | 0 | 0 |  |  | 2025 | 0.41837 | 1903548 | 0 | 0 | 0 | 0 | 0 | 2025 | 796384.0113 | 0 | 0 | 0 | 0 | 0 | 2025 | 0.41837 | 422494.8 | 0 | 0 | 0 | 0 | 0 | 2025 | 176758.4025 | 0 | 0 | 0 | 0 | 0 | 2025 | 0 | 0 | 0 | 0 | 0 | 0
[6 empty] | 2026 | 992605.2621 | 0 | 0 | 0 | 0 | 0 |  |  | 2026 | 0.42674 | 1903548 | 0 | 0 | 0 | 0 | 0 | 2026 | 812311.6915 | 0 | 0 | 0 | 0 | 0 | 2026 | 0.42674 | 422494.8 | 0 | 0 | 0 | 0 | 0 | 2026 | 180293.5706 | 0 | 0 | 0 | 0 | 0 | 2026 | 0 | 0 | 0 | 0 | 0 | 0
[6 empty] | 2027 | 183899.442 | 0 | 0 | 0 | 0 | 0 |  |  | 2027 | 0.43527 | 0 | 0 | 0 | 0 | 0 | 0 | 2027 | 0 | 0 | 0 | 0 | 0 | 0 | 2027 | 0.43527 | 422494.8 | 0 | 0 | 0 | 0 | 0 | 2027 | 183899.442 | 0 | 0 | 0 | 0 | 0 | 2027 | 0 | 0 | 0 | 0 | 0 | 0
[6 empty] | 2028 | 187577.4308 | 0 | 0 | 0 | 0 | 0 |  |  | 2028 | 0.44398 | 0 | 0 | 0 | 0 | 0 | 0 | 2028 | 0 | 0 | 0 | 0 | 0 | 0 | 2028 | 0.44398 | 422494.8 | 0 | 0 | 0 | 0 | 0 | 2028 | 187577.4308 | 0 | 0 | 0 | 0 | 0 | 2028 | 0 | 0 | 0 | 0 | 0 | 0
[6 empty] | 2029 | 191328.9794 | 0 | 0 | 0 | 0 | 0 |  |  | 2029 | 0.45286 | 0 | 0 | 0 | 0 | 0 | 0 | 2029 | 0 | 0 | 0 | 0 | 0 | 0 | 2029 | 0.45286 | 422494.8 | 0 | 0 | 0 | 0 | 0 | 2029 | 191328.9794 | 0 | 0 | 0 | 0 | 0 | 2029 | 0 | 0 | 0 | 0 | 0 | 0
[6 empty] | 2030 | 0 | 0 | 0 | 0 | 0 | 0 |  |  | 2030 | 0.46191 | 0 | 0 | 0 | 0 | 0 | 0 | 2030 | 0 | 0 | 0 | 0 | 0 | 0 | 2030 | 0.46191 | 0 | 0 | 0 | 0 | 0 | 0 | 2030 | 0 | 0 | 0 | 0 | 0 | 0 | 2030 | 0 | 0 | 0 | 0 | 0 | 0
[6 empty] | 2031 | 0 | 0 | 0 | 0 | 0 | 0 |  |  | 2031 | 0.47115 | 0 | 0 | 0 | 0 | 0 | 0 | 2031 | 0 | 0 | 0 | 0 | 0 | 0 | 2031 | 0.47115 | 0 | 0 | 0 | 0 | 0 | 0 | 2031 | 0 | 0 | 0 | 0 | 0 | 0 | 2031 | 0 | 0 | 0 | 0 | 0 | 0
[6 empty] | 2032 | 0 | 0 | 0 | 0 | 0 | 0 |  |  | 2032 | 0.48057 | 0 | 0 | 0 | 0 | 0 | 0 | 2032 | 0 | 0 | 0 | 0 | 0 | 0 | 2032 | 0.48057 | 0 | 0 | 0 | 0 | 0 | 0 | 2032 | 0 | 0 | 0 | 0 | 0 | 0 | 2032 | 0 | 0 | 0 | 0 | 0 | 0
[6 empty] | 2033 | 0 | 0 | 0 | 0 | 0 | 0 |  |  | 2033 | 0.49019 | 0 | 0 | 0 | 0 | 0 | 0 | 2033 | 0 | 0 | 0 | 0 | 0 | 0 | 2033 | 0.49019 | 0 | 0 | 0 | 0 | 0 | 0 | 2033 | 0 | 0 | 0 | 0 | 0 | 0 | 2033 | 0 | 0 | 0 | 0 | 0 | 0
[6 empty] | 2034 | 0 | 0 | 0 | 0 | 0 | 0 |  |  | 2034 | 0.49999 | 0 | 0 | 0 | 0 | 0 | 0 | 2034 | 0 | 0 | 0 | 0 | 0 | 0 | 2034 | 0.49999 | 0 | 0 | 0 | 0 | 0 | 0 | 2034 | 0 | 0 | 0 | 0 | 0 | 0 | 2034 | 0 | 0 | 0 | 0 | 0 | 0
[6 empty] | 2035 | 0 | 0 | 0 | 0 | 0 | 0 |  |  | 2035 | 0.50999 | 0 | 0 | 0 | 0 | 0 | 0 | 2035 | 0 | 0 | 0 | 0 | 0 | 0 | 2035 | 0.50999 | 0 | 0 | 0 | 0 | 0 | 0 | 2035 | 0 | 0 | 0 | 0 | 0 | 0 | 2035 | 0 | 0 | 0 | 0 | 0 | 0
[6 empty] | 2036 | 0 | 0 | 0 | 0 | 0 | 0 |  |  | 2036 | 0.52019 | 0 | 0 | 0 | 0 | 0 | 0 | 2036 | 0 | 0 | 0 | 0 | 0 | 0 | 2036 | 0.52019 | 0 | 0 | 0 | 0 | 0 | 0 | 2036 | 0 | 0 | 0 | 0 | 0 | 0 | 2036 | 0 | 0 | 0 | 0 | 0 | 0
[6 empty] | 2037 | 0 | 0 | 0 | 0 | 0 | 0 |  |  | 2037 | 0.53059 | 0 | 0 | 0 | 0 | 0 | 0 | 2037 | 0 | 0 | 0 | 0 | 0 | 0 | 2037 | 0.53059 | 0 | 0 | 0 | 0 | 0 | 0 | 2037 | 0 | 0 | 0 | 0 | 0 | 0 | 2037 | 0 | 0 | 0 | 0 | 0 | 0
[6 empty] | 2038 | 0 | 0 | 0 | 0 | 0 | 0 |  |  | 2038 | 0.5412 | 0 | 0 | 0 | 0 | 0 | 0 | 2038 | 0 | 0 | 0 | 0 | 0 | 0 | 2038 | 0.5412 | 0 | 0 | 0 | 0 | 0 | 0 | 2038 | 0 | 0 | 0 | 0 | 0 | 0 | 2038 | 0 | 0 | 0 | 0 | 0 | 0
[6 empty] | 2039 | 0 | 0 | 0 | 0 | 0 | 0 |  |  | 2039 | 0.55203 | 0 | 0 | 0 | 0 | 0 | 0 | 2039 | 0 | 0 | 0 | 0 | 0 | 0 | 2039 | 0.55203 | 0 | 0 | 0 | 0 | 0 | 0 | 2039 | 0 | 0 | 0 | 0 | 0 | 0 | 2039 | 0 | 0 | 0 | 0 | 0 | 0
[6 empty] | 2040 | 0 | 0 | 0 | 0 | 0 | 0 |  |  | 2040 | 0.56307 | 0 | 0 | 0 | 0 | 0 | 0 | 2040 | 0 | 0 | 0 | 0 | 0 | 0 | 2040 | 0.56307 | 0 | 0 | 0 | 0 | 0 | 0 | 2040 | 0 | 0 | 0 | 0 | 0 | 0 | 2040 | 0 | 0 | 0 | 0 | 0 | 0
[6 empty] | 2041 | 0 | 0 | 0 | 0 | 0 | 0 |  |  | 2041 | 0.57433 | 0 | 0 | 0 | 0 | 0 | 0 | 2041 | 0 | 0 | 0 | 0 | 0 | 0 | 2041 | 0.57433 | 0 | 0 | 0 | 0 | 0 | 0 | 2041 | 0 | 0 | 0 | 0 | 0 | 0 | 2041 | 0 | 0 | 0 | 0 | 0 | 0
[6 empty] | 2042 | 0 | 0 | 0 | 0 | 0 | 0 |  |  | 2042 | 0.58582 | 0 | 0 | 0 | 0 | 0 | 0 | 2042 | 0 | 0 | 0 | 0 | 0 | 0 | 2042 | 0.58582 | 0 | 0 | 0 | 0 | 0 | 0 | 2042 | 0 | 0 | 0 | 0 | 0 | 0 | 2042 | 0 | 0 | 0 | 0 | 0 | 0
[6 empty] | 2043 | 0 | 0 | 0 | 0 | 0 | 0 |  |  | 2043 | 0.59753 | 0 | 0 | 0 | 0 | 0 | 0 | 2043 | 0 | 0 | 0 | 0 | 0 | 0 | 2043 | 0.59753 | 0 | 0 | 0 | 0 | 0 | 0 | 2043 | 0 | 0 | 0 | 0 | 0 | 0 | 2043 | 0 | 0 | 0 | 0 | 0 | 0
[6 empty] | 2044 | 0 | 0 | 0 | 0 | 0 | 0 |  |  | 2044 | 0.60948 | 0 | 0 | 0 | 0 | 0 | 0 | 2044 | 0 | 0 | 0 | 0 | 0 | 0 | 2044 | 0.60948 | 0 | 0 | 0 | 0 | 0 | 0 | 2044 | 0 | 0 | 0 | 0 | 0 | 0 | 2044 | 0 | 0 | 0 | 0 | 0 | 0
[6 empty] | 2045 | 0 | 0 | 0 | 0 | 0 | 0 |  |  | 2045 | 0.62167 | 0 | 0 | 0 | 0 | 0 | 0 | 2045 | 0 | 0 | 0 | 0 | 0 | 0 | 2045 | 0.62167 | 0 | 0 | 0 | 0 | 0 | 0 | 2045 | 0 | 0 | 0 | 0 | 0 | 0 | 2045 | 0 | 0 | 0 | 0 | 0 | 0
[6 empty] | Total | 10664680.2303 | 0 | 0 | 0 | 0 | 0

## Scenario 7
CALCULATIONS ONLY >>>>>>>>>
1: Scenario Information
[6 empty] | Capacity Factor |  | Derated CT |  | Annual MWh |  | Derated Annual MWh
ID: | Scenario Type |  |  |  |  | Unit 1 | Unit 2 | Unit 1 | Unit 2 | Unit 1 | Unit 2 | Unit 1 | Unit 2
7 | Business As Usual |  |  |  |  | 84% | 84% | 84% | 84% | 3899952 | 3899952 | 3899952 | 3899952
2: Sensitivity Information
[9 empty] | *Leave blank if N/A |  | *Do not delete
|  | Pipeline |  | Hybrid Cooling |  |  | Retirement Date |  | Reduced Operations |  | Reduced Operations
ID: | Scenario Description | Yes/No | COD | Yes/No | COD | Water Option | Unit 1 | Unit 2 | Unit 1 | Unit 2 | Unit 1 | Unit 2
7 | Business as Usual | No |  | No |  | Scenario 7 | 2018 | 2021 |  |  | 2018 | 2021
7A | Business as Usual | No |  | No |  | Scenario 7A | 2018 | 2028 |  |  | 2018 | 2028
7B | Business as Usual | No |  | No |  | Scenario 7B | 2019 | 2025 |  |  | 2019 | 2025
7C | Business as Usual | No |  | No |  | Scenario 7C | 2019 | 2026 |  |  | 2019 | 2026
7D | Business as Usual | No |  | No |  | Scenario 7D | 2020 | 2025 |  |  | 2020 | 2025
7E | Business as Usual | No |  | No |  | Scenario 7E | 2021 | 2024 |  |  | 2021 | 2024
3: On-Going CapX - Managed Decline
Index
| Business As Usual |  |  |  |  | 9
| Managed Decline |  |  |  |  | Percentage
| 4 Years before end of Operation |  |  |  |  | 72.5%
| 3 Years before end of Operation |  |  |  |  | 48.6%
| 2 Years before end of Operation |  |  |  |  | 27.4%
| Year of Retirement |  |  |  |  | 3.97%
4: Fixed O&M Labor Reduction (single unit operation calculated with retirment dates)
| Increase contract labor after O&M Labor Reduction |  |  |  |  | 10%
5: On-Going CapX - Calculations | [14 empty] | 1st Unit - Step 1 - Reduce baseline based on scenario | [7 empty] | 1st Unit - Step 2 - Managed decline and retirement adjustments | [6 empty] | 2nd Unit - Step 1 - Reduce baseline based on scenario | [7 empty] | 2nd Unit - Step 2 - Managed decline and retirement adjustments
[6 empty] | Year | 7 | 7A | 7B | 7C | 7D | 7E |  |  | Year | Baseline | 7 | 7A | 7B | 7C | 7D | 7E | Year | 7 | 7A | 7B | 7C | 7D | 7E | Year | Baseline | 7 | 7A | 7B | 7C | 7D | 7E | Year | 7 | 7A | 7B | 7C | 7D | 7E
[6 empty] | 2017 | 15099423.3979 | 15099423.3979 | 16180984.0614 | 16180984.0614 | 17400290.6583 | 18803258.5 |  |  | 2017 | 5101701.2425 | 5101701.2425 | 5101701.2425 | 5101701.2425 | 5101701.2425 | 5101701.2425 | 5101701.2425 | 2017 | 1397866.1404 | 1397866.1404 | 2479426.8039 | 2479426.8039 | 3698733.4008 | 5101701.2425 | 2017 | 13701557.2575 | 13701557.2575 | 13701557.2575 | 13701557.2575 | 13701557.2575 | 13701557.2575 | 13701557.2575 | 2017 | 13701557.2575 | 13701557.2575 | 13701557.2575 | 13701557.2575 | 13701557.2575 | 13701557.2575
[6 empty] | 2018 | 4985953.8724 | 6739557.4212 | 8880818.887 | 8880818.887 | 10818281.2463 | 13002495.8871 |  |  | 2018 | 9138973.3925 | 9138973.3925 | 9138973.3925 | 9138973.3925 | 9138973.3925 | 9138973.3925 | 9138973.3925 | 2018 | 362817.2437 | 362817.2437 | 2504078.7095 | 2504078.7095 | 4441541.0688 | 6625755.7096 | 2018 | 6376740.1775 | 6376740.1775 | 6376740.1775 | 6376740.1775 | 6376740.1775 | 6376740.1775 | 6376740.1775 | 2018 | 4623136.6287 | 6376740.1775 | 6376740.1775 | 6376740.1775 | 6376740.1775 | 6376740.1775
[6 empty] | 2019 | 3185033.0675 | 6553565.9825 | 6704518.9268 | 6704518.9268 | 7595407.4624 | 8401503.7899 |  |  | 2019 | 3802341.1675 | 3802341.1675 | 3802341.1675 | 3802341.1675 | 3802341.1675 | 3802341.1675 | 3802341.1675 | 2019 | 0 | 0 | 150952.9443 | 150952.9443 | 1041841.4799 | 1847937.8074 | 2019 | 6553565.9825 | 6553565.9825 | 6553565.9825 | 6553565.9825 | 6553565.9825 | 6553565.9825 | 6553565.9825 | 2019 | 3185033.0675 | 6553565.9825 | 6553565.9825 | 6553565.9825 | 6553565.9825 | 6553565.9825
[6 empty] | 2020 | 2884069.0541 | 10525799.4675 | 10525799.4675 | 10525799.4675 | 10770507.0495 | 12214713.2577 |  |  | 2020 | 6163918.9425 | 6163918.9425 | 6163918.9425 | 6163918.9425 | 6163918.9425 | 6163918.9425 | 6163918.9425 | 2020 | 0 | 0 | 0 | 0 | 244707.582 | 1688913.7902 | 2020 | 10525799.4675 | 10525799.4675 | 10525799.4675 | 10525799.4675 | 10525799.4675 | 10525799.4675 | 10525799.4675 | 2020 | 2884069.0541 | 10525799.4675 | 10525799.4675 | 10525799.4675 | 10525799.4675 | 10525799.4675
[6 empty] | 2021 | 164048.8196 | 4132212.0801 | 4132212.0801 | 4132212.0801 | 4132212.0801 | 3417936.3466 |  |  | 2021 | 10631803.2359 | 10631803.2359 | 10631803.2359 | 10631803.2359 | 10631803.2359 | 10631803.2359 | 10631803.2359 | 2021 | 0 | 0 | 0 | 0 | 0 | 422082.5885 | 2021 | 4132212.0801 | 4132212.0801 | 4132212.0801 | 4132212.0801 | 4132212.0801 | 4132212.0801 | 4132212.0801 | 2021 | 164048.8196 | 4132212.0801 | 4132212.0801 | 4132212.0801 | 4132212.0801 | 2995853.7581
[6 empty] | 2022 | 0 | 6818330.0482 | 4943289.2849 | 6818330.0482 | 4943289.2849 | 3313708.4034 |  |  | 2022 | 3955955.7507 | 3955955.7507 | 3955955.7507 | 3955955.7507 | 3955955.7507 | 3955955.7507 | 3955955.7507 | 2022 | 0 | 0 | 0 | 0 | 0 | 0 | 2022 | 6818330.0482 | 6818330.0482 | 6818330.0482 | 6818330.0482 | 6818330.0482 | 6818330.0482 | 6818330.0482 | 2022 | 0 | 6818330.0482 | 4943289.2849 | 6818330.0482 | 4943289.2849 | 3313708.4034
[6 empty] | 2023 | 0 | 10951041.766 | 5322206.2983 | 7939505.2803 | 5322206.2983 | 3000585.4439 |  |  | 2023 | 6412941.2678 | 6412941.2678 | 6412941.2678 | 6412941.2678 | 6412941.2678 | 6412941.2678 | 6412941.2678 | 2023 | 0 | 0 | 0 | 0 | 0 | 0 | 2023 | 10951041.766 | 10951041.766 | 10951041.766 | 10951041.766 | 10951041.766 | 10951041.766 | 10951041.766 | 2023 | 0 | 10951041.766 | 5322206.2983 | 7939505.2803 | 5322206.2983 | 3000585.4439
[6 empty] | 2024 | 0 | 4299153.4482 | 1177968.0448 | 2089388.5758 | 1177968.0448 | 170676.3919 |  |  | 2024 | 11061328.0867 | 11061328.0867 | 11061328.0867 | 11061328.0867 | 11061328.0867 | 11061328.0867 | 11061328.0867 | 2024 | 0 | 0 | 0 | 0 | 0 | 0 | 2024 | 4299153.4482 | 4299153.4482 | 4299153.4482 | 4299153.4482 | 4299153.4482 | 4299153.4482 | 4299153.4482 | 2024 | 0 | 4299153.4482 | 1177968.0448 | 2089388.5758 | 1177968.0448 | 170676.3919
[6 empty] | 2025 | 0 | 5142998.1721 | 281623.4861 | 1943698.6195 | 281623.4861 | 0 |  |  | 2025 | 4115776.363 | 4115776.363 | 4115776.363 | 4115776.363 | 4115776.363 | 4115776.363 | 4115776.363 | 2025 | 0 | 0 | 0 | 0 | 0 | 0 | 2025 | 7093790.5821 | 7093790.5821 | 7093790.5821 | 7093790.5821 | 7093790.5821 | 7093790.5821 | 7093790.5821 | 2025 | 0 | 5142998.1721 | 281623.4861 | 1943698.6195 | 281623.4861 | 0
[6 empty] | 2026 | 0 | 5537223.4327 | 0 | 452320.515 | 0 | 0 |  |  | 2026 | 6672024.095 | 6672024.095 | 6672024.095 | 6672024.095 | 6672024.095 | 6672024.095 | 6672024.095 | 2026 | 0 | 0 | 0 | 0 | 0 | 0 | 2026 | 11393463.8533 | 11393463.8533 | 11393463.8533 | 11393463.8533 | 11393463.8533 | 11393463.8533 | 11393463.8533 | 2026 | 0 | 5537223.4327 | 0 | 452320.515 | 0 | 0
[6 empty] | 2027 | 0 | 1225557.9538 | 0 | 0 | 0 | 0 |  |  | 2027 | 11508205.7414 | 11508205.7414 | 11508205.7414 | 11508205.7414 | 11508205.7414 | 11508205.7414 | 11508205.7414 | 2027 | 0 | 0 | 0 | 0 | 0 | 0 | 2027 | 4472839.2475 | 4472839.2475 | 4472839.2475 | 4472839.2475 | 4472839.2475 | 4472839.2475 | 4472839.2475 | 2027 | 0 | 1225557.9538 | 0 | 0 | 0 | 0
[6 empty] | 2028 | 0 | 298861.0964 | 0 | 0 | 0 | 0 |  |  | 2028 | 4367694.8026 | 4367694.8026 | 4367694.8026 | 4367694.8026 | 4367694.8026 | 4367694.8026 | 4367694.8026 | 2028 | 0 | 0 | 0 | 0 | 0 | 0 | 2028 | 7527987.3161 | 7527987.3161 | 7527987.3161 | 7527987.3161 | 7527987.3161 | 7527987.3161 | 7527987.3161 | 2028 | 0 | 298861.0964 | 0 | 0 | 0 | 0
[6 empty] | 2029 | 0 | 0 | 0 | 0 | 0 | 0 |  |  | 2029 | 7080405.3458 | 7080405.3458 | 7080405.3458 | 7080405.3458 | 7080405.3458 | 7080405.3458 | 7080405.3458 | 2029 | 0 | 0 | 0 | 0 | 0 | 0 | 2029 | 12090834.9889 | 12090834.9889 | 12090834.9889 | 12090834.9889 | 12090834.9889 | 12090834.9889 | 12090834.9889 | 2029 | 0 | 0 | 0 | 0 | 0 | 0
[6 empty] | 2030 | 0 | 0 | 0 | 0 | 0 | 0 |  |  | 2030 | 11973137.2533 | 11973137.2533 | 11973137.2533 | 11973137.2533 | 11973137.2533 | 11973137.2533 | 11973137.2533 | 2030 | 0 | 0 | 0 | 0 | 0 | 0 | 2030 | 4653541.9531 | 4653541.9531 | 4653541.9531 | 4653541.9531 | 4653541.9531 | 4653541.9531 | 4653541.9531 | 2030 | 0 | 0 | 0 | 0 | 0 | 0
[6 empty] | 2031 | 0 | 0 | 0 | 0 | 0 | 0 |  |  | 2031 | 4544149.6726 | 4544149.6726 | 4544149.6726 | 4544149.6726 | 4544149.6726 | 4544149.6726 | 4544149.6726 | 2031 | 0 | 0 | 0 | 0 | 0 | 0 | 2031 | 7832118.0037 | 7832118.0037 | 7832118.0037 | 7832118.0037 | 7832118.0037 | 7832118.0037 | 7832118.0037 | 2031 | 0 | 0 | 0 | 0 | 0 | 0
[6 empty] | 2032 | 0 | 0 | 0 | 0 | 0 | 0 |  |  | 2032 | 7366453.7218 | 7366453.7218 | 7366453.7218 | 7366453.7218 | 7366453.7218 | 7366453.7218 | 7366453.7218 | 2032 | 0 | 0 | 0 | 0 | 0 | 0 | 2032 | 12579304.7224 | 12579304.7224 | 12579304.7224 | 12579304.7224 | 12579304.7224 | 12579304.7224 | 12579304.7224 | 2032 | 0 | 0 | 0 | 0 | 0 | 0
[6 empty] | 2033 | 0 | 0 | 0 | 0 | 0 | 0 |  |  | 2033 | 12456851.9984 | 12456851.9984 | 12456851.9984 | 12456851.9984 | 12456851.9984 | 12456851.9984 | 12456851.9984 | 2033 | 0 | 0 | 0 | 0 | 0 | 0 | 2033 | 4841545.048 | 4841545.048 | 4841545.048 | 4841545.048 | 4841545.048 | 4841545.048 | 4841545.048 | 2033 | 0 | 0 | 0 | 0 | 0 | 0
[6 empty] | 2034 | 0 | 0 | 0 | 0 | 0 | 0 |  |  | 2034 | 4727733.3194 | 4727733.3194 | 4727733.3194 | 4727733.3194 | 4727733.3194 | 4727733.3194 | 4727733.3194 | 2034 | 0 | 0 | 0 | 0 | 0 | 0 | 2034 | 8148535.571 | 8148535.571 | 8148535.571 | 8148535.571 | 8148535.571 | 8148535.571 | 8148535.571 | 2034 | 0 | 0 | 0 | 0 | 0 | 0
[6 empty] | 2035 | 0 | 0 | 0 | 0 | 0 | 0 |  |  | 2035 | 7664058.4521 | 7664058.4521 | 7664058.4521 | 7664058.4521 | 7664058.4521 | 7664058.4521 | 7664058.4521 | 2035 | 0 | 0 | 0 | 0 | 0 | 0 | 2035 | 13087508.6332 | 13087508.6332 | 13087508.6332 | 13087508.6332 | 13087508.6332 | 13087508.6332 | 13087508.6332 | 2035 | 0 | 0 | 0 | 0 | 0 | 0
[6 empty] | 2036 | 0 | 0 | 0 | 0 | 0 | 0 |  |  | 2036 | 12960108.8191 | 12960108.8191 | 12960108.8191 | 12960108.8191 | 12960108.8191 | 12960108.8191 | 12960108.8191 | 2036 | 0 | 0 | 0 | 0 | 0 | 0 | 2036 | 5037143.4679 | 5037143.4679 | 5037143.4679 | 5037143.4679 | 5037143.4679 | 5037143.4679 | 5037143.4679 | 2036 | 0 | 0 | 0 | 0 | 0 | 0
[6 empty] | 2037 | 0 | 0 | 0 | 0 | 0 | 0 |  |  | 2037 | 4918733.7455 | 4918733.7455 | 4918733.7455 | 4918733.7455 | 4918733.7455 | 4918733.7455 | 4918733.7455 | 2037 | 0 | 0 | 0 | 0 | 0 | 0 | 2037 | 8477736.4081 | 8477736.4081 | 8477736.4081 | 8477736.4081 | 8477736.4081 | 8477736.4081 | 8477736.4081 | 2037 | 0 | 0 | 0 | 0 | 0 | 0
[6 empty] | 2038 | 0 | 0 | 0 | 0 | 0 | 0 |  |  | 2038 | 7973686.4136 | 7973686.4136 | 7973686.4136 | 7973686.4136 | 7973686.4136 | 7973686.4136 | 7973686.4136 | 2038 | 0 | 0 | 0 | 0 | 0 | 0 | 2038 | 13616243.982 | 13616243.982 | 13616243.982 | 13616243.982 | 13616243.982 | 13616243.982 | 13616243.982 | 2038 | 0 | 0 | 0 | 0 | 0 | 0
[6 empty] | 2039 | 0 | 0 | 0 | 0 | 0 | 0 |  |  | 2039 | 13483697.2154 | 13483697.2154 | 13483697.2154 | 13483697.2154 | 13483697.2154 | 13483697.2154 | 13483697.2154 | 2039 | 0 | 0 | 0 | 0 | 0 | 0 | 2039 | 5240644.064 | 5240644.064 | 5240644.064 | 5240644.064 | 5240644.064 | 5240644.064 | 5240644.064 | 2039 | 0 | 0 | 0 | 0 | 0 | 0
[6 empty] | 2040 | 0 | 0 | 0 | 0 | 0 | 0 |  |  | 2040 | 5117450.5888 | 5117450.5888 | 5117450.5888 | 5117450.5888 | 5117450.5888 | 5117450.5888 | 5117450.5888 | 2040 | 0 | 0 | 0 | 0 | 0 | 0 | 2040 | 8820236.959 | 8820236.959 | 8820236.959 | 8820236.959 | 8820236.959 | 8820236.959 | 8820236.959 | 2040 | 0 | 0 | 0 | 0 | 0 | 0
[6 empty] | 2041 | 0 | 0 | 0 | 0 | 0 | 0 |  |  | 2041 | 8295823.3447 | 8295823.3447 | 8295823.3447 | 8295823.3447 | 8295823.3447 | 8295823.3447 | 8295823.3447 | 2041 | 0 | 0 | 0 | 0 | 0 | 0 | 2041 | 14166340.2389 | 14166340.2389 | 14166340.2389 | 14166340.2389 | 14166340.2389 | 14166340.2389 | 14166340.2389 | 2041 | 0 | 0 | 0 | 0 | 0 | 0
[6 empty] | 2042 | 0 | 0 | 0 | 0 | 0 | 0 |  |  | 2042 | 14028438.5829 | 14028438.5829 | 14028438.5829 | 14028438.5829 | 14028438.5829 | 14028438.5829 | 14028438.5829 | 2042 | 0 | 0 | 0 | 0 | 0 | 0 | 2042 | 5452366.0842 | 5452366.0842 | 5452366.0842 | 5452366.0842 | 5452366.0842 | 5452366.0842 | 5452366.0842 | 2042 | 0 | 0 | 0 | 0 | 0 | 0
[6 empty] | 2043 | 0 | 0 | 0 | 0 | 0 | 0 |  |  | 2043 | 5324195.5926 | 5324195.5926 | 5324195.5926 | 5324195.5926 | 5324195.5926 | 5324195.5926 | 5324195.5926 | 2043 | 0 | 0 | 0 | 0 | 0 | 0 | 2043 | 9176574.5321 | 9176574.5321 | 9176574.5321 | 9176574.5321 | 9176574.5321 | 9176574.5321 | 9176574.5321 | 2043 | 0 | 0 | 0 | 0 | 0 | 0
[6 empty] | 2044 | 0 | 0 | 0 | 0 | 0 | 0 |  |  | 2044 | 8630974.6078 | 8630974.6078 | 8630974.6078 | 8630974.6078 | 8630974.6078 | 8630974.6078 | 8630974.6078 | 2044 | 0 | 0 | 0 | 0 | 0 | 0 | 2044 | 14738660.3845 | 14738660.3845 | 14738660.3845 | 14738660.3845 | 14738660.3845 | 14738660.3845 | 14738660.3845 | 2044 | 0 | 0 | 0 | 0 | 0 | 0
[6 empty] | 2045 | 0 | 0 | 0 | 0 | 0 | 0 |  |  | 2045 | 14595187.5016 | 14595187.5016 | 14595187.5016 | 14595187.5016 | 14595187.5016 | 14595187.5016 | 14595187.5016 | 2045 | 0 | 0 | 0 | 0 | 0 | 0 | 2045 | 5672641.674 | 5672641.674 | 5672641.674 | 5672641.674 | 5672641.674 | 5672641.674 | 5672641.674 | 2045 | 0 | 0 | 0 | 0 | 0 | 0
[6 empty] | Total | 26318528.2115 | 77323724.2667 | 58149420.537 | 65667576.4617 | 62441785.6107 | 62324878.0205
6: On-Going CapX - H2O | [44 empty] | Jones Pipeline | [6 empty] | Hybrid Cooling
[6 empty] | Year | 7 | 7A | 7B | 7C | 7D | 7E | [32 empty] | Year | 7 | 7A | 7B | 7C | 7D | 7E | Year | 7 | 7A | 7B | 7C | 7D | 7E
[6 empty] | 2017 | 600000 | 600000 | 600000 | 600000 | 600000 | 600000 | [32 empty] | 2017 | 0 | 0 | 0 | 0 | 0 | 0 | 2017 | 0 | 0 | 0 | 0 | 0 | 0
[6 empty] | 2018 | 4641000 | 4641000 | 4641000 | 4641000 | 4641000 | 4641000 | [32 empty] | 2018 | 0 | 0 | 0 | 0 | 0 | 0 | 2018 | 0 | 0 | 0 | 0 | 0 | 0
[6 empty] | 2019 | 0 | 364000 | 364000 | 364000 | 364000 | 364000 | [32 empty] | 2019 | 0 | 0 | 0 | 0 | 0 | 0 | 2019 | 0 | 0 | 0 | 0 | 0 | 0
[6 empty] | 2020 | 0 | 371000 | 371000 | 371000 | 371000 | 371000 | [32 empty] | 2020 | 0 | 0 | 0 | 0 | 0 | 0 | 2020 | 0 | 0 | 0 | 0 | 0 | 0
[6 empty] | 2021 | 0 | 378000 | 378000 | 378000 | 378000 | 378000 | [32 empty] | 2021 | 0 | 0 | 0 | 0 | 0 | 0 | 2021 | 0 | 0 | 0 | 0 | 0 | 0
[6 empty] | 2022 | 0 | 1434080.8032 | 1434080.8032 | 1434080.8032 | 0 | 0 | [32 empty] | 2022 | 0 | 0 | 0 | 0 | 0 | 0 | 2022 | 0 | 0 | 0 | 0 | 0 | 0
[6 empty] | 2023 | 0 | 336000 | 0 | 0 | 0 | 0 | [32 empty] | 2023 | 0 | 0 | 0 | 0 | 0 | 0 | 2023 | 0 | 0 | 0 | 0 | 0 | 0
[6 empty] | 2024 | 0 | 342000 | 0 | 0 | 0 | 0 | [32 empty] | 2024 | 0 | 0 | 0 | 0 | 0 | 0 | 2024 | 0 | 0 | 0 | 0 | 0 | 0
[6 empty] | 2025 | 0 | 348000 | 0 | 0 | 0 | 0 | [32 empty] | 2025 | 0 | 0 | 0 | 0 | 0 | 0 | 2025 | 0 | 0 | 0 | 0 | 0 | 0
[6 empty] | 2026 | 0 | 0 | 0 | 0 | 0 | 0 | [32 empty] | 2026 | 0 | 0 | 0 | 0 | 0 | 0 | 2026 | 0 | 0 | 0 | 0 | 0 | 0
[6 empty] | 2027 | 0 | 0 | 0 | 0 | 0 | 0 | [32 empty] | 2027 | 0 | 0 | 0 | 0 | 0 | 0 | 2027 | 0 | 0 | 0 | 0 | 0 | 0
[6 empty] | 2028 | 0 | 0 | 0 | 0 | 0 | 0 | [32 empty] | 2028 | 0 | 0 | 0 | 0 | 0 | 0 | 2028 | 0 | 0 | 0 | 0 | 0 | 0
[6 empty] | 2029 | 0 | 0 | 0 | 0 | 0 | 0 | [32 empty] | 2029 | 0 | 0 | 0 | 0 | 0 | 0 | 2029 | 0 | 0 | 0 | 0 | 0 | 0
[6 empty] | 2030 | 0 | 0 | 0 | 0 | 0 | 0 | [32 empty] | 2030 | 0 | 0 | 0 | 0 | 0 | 0 | 2030 | 0 | 0 | 0 | 0 | 0 | 0
[6 empty] | 2031 | 0 | 0 | 0 | 0 | 0 | 0 | [32 empty] | 2031 | 0 | 0 | 0 | 0 | 0 | 0 | 2031 | 0 | 0 | 0 | 0 | 0 | 0
[6 empty] | 2032 | 0 | 0 | 0 | 0 | 0 | 0 | [32 empty] | 2032 | 0 | 0 | 0 | 0 | 0 | 0 | 2032 | 0 | 0 | 0 | 0 | 0 | 0
[6 empty] | 2033 | 0 | 0 | 0 | 0 | 0 | 0 | [32 empty] | 2033 | 0 | 0 | 0 | 0 | 0 | 0 | 2033 | 0 | 0 | 0 | 0 | 0 | 0
[6 empty] | 2034 | 0 | 0 | 0 | 0 | 0 | 0 | [32 empty] | 2034 | 0 | 0 | 0 | 0 | 0 | 0 | 2034 | 0 | 0 | 0 | 0 | 0 | 0
[6 empty] | 2035 | 0 | 0 | 0 | 0 | 0 | 0 | [32 empty] | 2035 | 0 | 0 | 0 | 0 | 0 | 0 | 2035 | 0 | 0 | 0 | 0 | 0 | 0
[6 empty] | 2036 | 0 | 0 | 0 | 0 | 0 | 0 | [32 empty] | 2036 | 0 | 0 | 0 | 0 | 0 | 0 | 2036 | 0 | 0 | 0 | 0 | 0 | 0
[6 empty] | 2037 | 0 | 0 | 0 | 0 | 0 | 0 | [32 empty] | 2037 | 0 | 0 | 0 | 0 | 0 | 0 | 2037 | 0 | 0 | 0 | 0 | 0 | 0
[6 empty] | 2038 | 0 | 0 | 0 | 0 | 0 | 0 | [32 empty] | 2038 | 0 | 0 | 0 | 0 | 0 | 0 | 2038 | 0 | 0 | 0 | 0 | 0 | 0
[6 empty] | 2039 | 0 | 0 | 0 | 0 | 0 | 0 | [32 empty] | 2039 | 0 | 0 | 0 | 0 | 0 | 0 | 2039 | 0 | 0 | 0 | 0 | 0 | 0
[6 empty] | 2040 | 0 | 0 | 0 | 0 | 0 | 0 | [32 empty] | 2040 | 0 | 0 | 0 | 0 | 0 | 0 | 2040 | 0 | 0 | 0 | 0 | 0 | 0
[6 empty] | 2041 | 0 | 0 | 0 | 0 | 0 | 0 | [32 empty] | 2041 | 0 | 0 | 0 | 0 | 0 | 0 | 2041 | 0 | 0 | 0 | 0 | 0 | 0
[6 empty] | 2042 | 0 | 0 | 0 | 0 | 0 | 0 | [32 empty] | 2042 | 0 | 0 | 0 | 0 | 0 | 0 | 2042 | 0 | 0 | 0 | 0 | 0 | 0
[6 empty] | 2043 | 0 | 0 | 0 | 0 | 0 | 0 | [32 empty] | 2043 | 0 | 0 | 0 | 0 | 0 | 0 | 2043 | 0 | 0 | 0 | 0 | 0 | 0
[6 empty] | 2044 | 0 | 0 | 0 | 0 | 0 | 0 | [32 empty] | 2044 | 0 | 0 | 0 | 0 | 0 | 0 | 2044 | 0 | 0 | 0 | 0 | 0 | 0
[6 empty] | 2045 | 0 | 0 | 0 | 0 | 0 | 0 | [32 empty] | 2045 | 0 | 0 | 0 | 0 | 0 | 0 | 2045 | 0 | 0 | 0 | 0 | 0 | 0
[6 empty] | Total | 5241000 | 8814080.8032 | 7788080.8032 | 7788080.8032 | 6354000 | 6354000
7: Fixed O&M - Labor | [14 empty] | 1st Unit - Step 1 - Reduce baseline based on scenario | [7 empty] | 1st Unit - Step 1 - Single Unit Operation and Retirement | [6 empty] | 2nd Unit - Step 1 - Reduce baseline based on scenario | [7 empty] | 2nd Unit - Step 1 - Single Unit Operation and Retirement
[6 empty] | Year | 7 | 7A | 7B | 7C | 7D | 7E |  |  | Year | Baseline | 7 | 7A | 7B | 7C | 7D | 7E | Year | 7 | 7A | 7B | 7C | 7D | 7E | Year | Baseline | 7 | 7A | 7B | 7C | 7D | 7E | Year | 7 | 7A | 7B | 7C | 7D | 7E
[6 empty] | 2017 | 18063856.14 | 18063856.14 | 18063856.14 | 18063856.14 | 18063856.14 | 18063856.14 |  |  | 2017 | 5908687.3434 | A | A | A | A | A | A | 2017 | 5908687.3434 | 5908687.3434 | 5908687.3434 | 5908687.3434 | 5908687.3434 | 5908687.3434 | 2017 | 12155168.7966 | A | A | A | A | A | A | 2017 | 12155168.7966 | 12155168.7966 | 12155168.7966 | 12155168.7966 | 12155168.7966 | 12155168.7966
[6 empty] | 2018 | 18538569.85 | 18538569.85 | 18538569.85 | 18538569.85 | 18538569.85 | 18538569.85 |  |  | 2018 | 6063966.1979 | A | A | A | A | A | A | 2018 | 6063966.1979 | 6063966.1979 | 6063966.1979 | 6063966.1979 | 6063966.1979 | 6063966.1979 | 2018 | 12474603.6521 | A | A | A | A | A | A | 2018 | 12474603.6521 | 12474603.6521 | 12474603.6521 | 12474603.6521 | 12474603.6521 | 12474603.6521
[6 empty] | 2019 | 12687062.0162 | 12687062.0162 | 18854305.27 | 18854305.27 | 18854305.27 | 18854305.27 |  |  | 2019 | 6167243.2538 | Retired | Retired | A | A | A | A | 2019 | 0 | 0 | 6167243.2538 | 6167243.2538 | 6167243.2538 | 6167243.2538 | 2019 | 12687062.0162 | A | A | A | A | A | A | 2019 | 12687062.0162 | 12687062.0162 | 12687062.0162 | 12687062.0162 | 12687062.0162 | 12687062.0162
[6 empty] | 2020 | 13346936.7178 | 13346936.7178 | 13346936.7178 | 13346936.7178 | 19834948.31 | 19834948.31 |  |  | 2020 | 6488011.5922 | Retired | Retired | Retired | Retired | A | A | 2020 | 0 | 0 | 0 | 0 | 6488011.5922 | 6488011.5922 | 2020 | 13346936.7178 | A | A | A | A | A | A | 2020 | 13346936.7178 | 13346936.7178 | 13346936.7178 | 13346936.7178 | 13346936.7178 | 13346936.7178
[6 empty] | 2021 | 13422566.5327 | 13422566.5327 | 13422566.5327 | 13422566.5327 | 13422566.5327 | 19947342.15 |  |  | 2021 | 6524775.6173 | Retired | Retired | Retired | Retired | Retired | A | 2021 | 0 | 0 | 0 | 0 | 0 | 6524775.6173 | 2021 | 13422566.5327 | A | A | A | A | A | A | 2021 | 13422566.5327 | 13422566.5327 | 13422566.5327 | 13422566.5327 | 13422566.5327 | 13422566.5327
[6 empty] | 2022 | 0 | 13691017.8634 | 13691017.8634 | 13691017.8634 | 13691017.8634 | 13691017.8634 |  |  | 2022 | 6655271.1296 | Retired | Retired | Retired | Retired | Retired | Retired | 2022 | 0 | 0 | 0 | 0 | 0 | 0 | 2022 | 13691017.8634 | Retired | A | A | A | A | A | 2022 | 0 | 13691017.8634 | 13691017.8634 | 13691017.8634 | 13691017.8634 | 13691017.8634
[6 empty] | 2023 | 0 | 13964838.2207 | 13964838.2207 | 13964838.2207 | 13964838.2207 | 13964838.2207 |  |  | 2023 | 6788376.5522 | Retired | Retired | Retired | Retired | Retired | Retired | 2023 | 0 | 0 | 0 | 0 | 0 | 0 | 2023 | 13964838.2207 | Retired | A | A | A | A | A | 2023 | 0 | 13964838.2207 | 13964838.2207 | 13964838.2207 | 13964838.2207 | 13964838.2207
[6 empty] | 2024 | 0 | 14244134.9851 | 14244134.9851 | 14244134.9851 | 14244134.9851 | 14244134.9851 |  |  | 2024 | 6924144.0832 | Retired | Retired | Retired | Retired | Retired | Retired | 2024 | 0 | 0 | 0 | 0 | 0 | 0 | 2024 | 14244134.9851 | Retired | A | A | A | A | A | 2024 | 0 | 14244134.9851 | 14244134.9851 | 14244134.9851 | 14244134.9851 | 14244134.9851
[6 empty] | 2025 | 0 | 14529017.6848 | 14529017.6848 | 14529017.6848 | 14529017.6848 | 0 |  |  | 2025 | 7062626.9649 | Retired | Retired | Retired | Retired | Retired | Retired | 2025 | 0 | 0 | 0 | 0 | 0 | 0 | 2025 | 14529017.6848 | Retired | A | A | A | A | Retired | 2025 | 0 | 14529017.6848 | 14529017.6848 | 14529017.6848 | 14529017.6848 | 0
[6 empty] | 2026 | 0 | 14819598.0385 | 0 | 14819598.0385 | 0 | 0 |  |  | 2026 | 7203879.5042 | Retired | Retired | Retired | Retired | Retired | Retired | 2026 | 0 | 0 | 0 | 0 | 0 | 0 | 2026 | 14819598.0385 | Retired | A | Retired | A | Retired | Retired | 2026 | 0 | 14819598.0385 | 0 | 14819598.0385 | 0 | 0
[6 empty] | 2027 | 0 | 15115989.9992 | 0 | 0 | 0 | 0 |  |  | 2027 | 7347957.0943 | Retired | Retired | Retired | Retired | Retired | Retired | 2027 | 0 | 0 | 0 | 0 | 0 | 0 | 2027 | 15115989.9992 | Retired | A | Retired | Retired | Retired | Retired | 2027 | 0 | 15115989.9992 | 0 | 0 | 0 | 0
[6 empty] | 2028 | 0 | 15418309.7992 | 0 | 0 | 0 | 0 |  |  | 2028 | 7494916.2362 | Retired | Retired | Retired | Retired | Retired | Retired | 2028 | 0 | 0 | 0 | 0 | 0 | 0 | 2028 | 15418309.7992 | Retired | A | Retired | Retired | Retired | Retired | 2028 | 0 | 15418309.7992 | 0 | 0 | 0 | 0
[6 empty] | 2029 | 0 | 0 | 0 | 0 | 0 | 0 |  |  | 2029 | 7644814.5609 | Retired | Retired | Retired | Retired | Retired | Retired | 2029 | 0 | 0 | 0 | 0 | 0 | 0 | 2029 | 15726675.9952 | Retired | Retired | Retired | Retired | Retired | Retired | 2029 | 0 | 0 | 0 | 0 | 0 | 0
[6 empty] | 2030 | 0 | 0 | 0 | 0 | 0 | 0 |  |  | 2030 | 7797710.8521 | Retired | Retired | Retired | Retired | Retired | Retired | 2030 | 0 | 0 | 0 | 0 | 0 | 0 | 2030 | 16041209.5151 | Retired | Retired | Retired | Retired | Retired | Retired | 2030 | 0 | 0 | 0 | 0 | 0 | 0
[6 empty] | 2031 | 0 | 0 | 0 | 0 | 0 | 0 |  |  | 2031 | 7953665.0692 | Retired | Retired | Retired | Retired | Retired | Retired | 2031 | 0 | 0 | 0 | 0 | 0 | 0 | 2031 | 16362033.7054 | Retired | Retired | Retired | Retired | Retired | Retired | 2031 | 0 | 0 | 0 | 0 | 0 | 0
[6 empty] | 2032 | 0 | 0 | 0 | 0 | 0 | 0 |  |  | 2032 | 8112738.3705 | Retired | Retired | Retired | Retired | Retired | Retired | 2032 | 0 | 0 | 0 | 0 | 0 | 0 | 2032 | 16689274.3795 | Retired | Retired | Retired | Retired | Retired | Retired | 2032 | 0 | 0 | 0 | 0 | 0 | 0
[6 empty] | 2033 | 0 | 0 | 0 | 0 | 0 | 0 |  |  | 2033 | 8274993.138 | Retired | Retired | Retired | Retired | Retired | Retired | 2033 | 0 | 0 | 0 | 0 | 0 | 0 | 2033 | 17023059.8671 | Retired | Retired | Retired | Retired | Retired | Retired | 2033 | 0 | 0 | 0 | 0 | 0 | 0
[6 empty] | 2034 | 0 | 0 | 0 | 0 | 0 | 0 |  |  | 2034 | 8440493.0007 | Retired | Retired | Retired | Retired | Retired | Retired | 2034 | 0 | 0 | 0 | 0 | 0 | 0 | 2034 | 17363521.0645 | Retired | Retired | Retired | Retired | Retired | Retired | 2034 | 0 | 0 | 0 | 0 | 0 | 0
[6 empty] | 2035 | 0 | 0 | 0 | 0 | 0 | 0 |  |  | 2035 | 8609302.8607 | Retired | Retired | Retired | Retired | Retired | Retired | 2035 | 0 | 0 | 0 | 0 | 0 | 0 | 2035 | 17710791.4857 | Retired | Retired | Retired | Retired | Retired | Retired | 2035 | 0 | 0 | 0 | 0 | 0 | 0
[6 empty] | 2036 | 0 | 0 | 0 | 0 | 0 | 0 |  |  | 2036 | 8781488.9179 | Retired | Retired | Retired | Retired | Retired | Retired | 2036 | 0 | 0 | 0 | 0 | 0 | 0 | 2036 | 18065007.3155 | Retired | Retired | Retired | Retired | Retired | Retired | 2036 | 0 | 0 | 0 | 0 | 0 | 0
[6 empty] | 2037 | 0 | 0 | 0 | 0 | 0 | 0 |  |  | 2037 | 8957118.6963 | Retired | Retired | Retired | Retired | Retired | Retired | 2037 | 0 | 0 | 0 | 0 | 0 | 0 | 2037 | 18426307.4618 | Retired | Retired | Retired | Retired | Retired | Retired | 2037 | 0 | 0 | 0 | 0 | 0 | 0
[6 empty] | 2038 | 0 | 0 | 0 | 0 | 0 | 0 |  |  | 2038 | 9136261.0702 | Retired | Retired | Retired | Retired | Retired | Retired | 2038 | 0 | 0 | 0 | 0 | 0 | 0 | 2038 | 18794833.611 | Retired | Retired | Retired | Retired | Retired | Retired | 2038 | 0 | 0 | 0 | 0 | 0 | 0
[6 empty] | 2039 | 0 | 0 | 0 | 0 | 0 | 0 |  |  | 2039 | 9318986.2916 | Retired | Retired | Retired | Retired | Retired | Retired | 2039 | 0 | 0 | 0 | 0 | 0 | 0 | 2039 | 19170730.2832 | Retired | Retired | Retired | Retired | Retired | Retired | 2039 | 0 | 0 | 0 | 0 | 0 | 0
[6 empty] | 2040 | 0 | 0 | 0 | 0 | 0 | 0 |  |  | 2040 | 9505366.0175 | Retired | Retired | Retired | Retired | Retired | Retired | 2040 | 0 | 0 | 0 | 0 | 0 | 0 | 2040 | 19554144.8889 | Retired | Retired | Retired | Retired | Retired | Retired | 2040 | 0 | 0 | 0 | 0 | 0 | 0
[6 empty] | 2041 | 0 | 0 | 0 | 0 | 0 | 0 |  |  | 2041 | 9695473.3378 | Retired | Retired | Retired | Retired | Retired | Retired | 2041 | 0 | 0 | 0 | 0 | 0 | 0 | 2041 | 19945227.7867 | Retired | Retired | Retired | Retired | Retired | Retired | 2041 | 0 | 0 | 0 | 0 | 0 | 0
[6 empty] | 2042 | 0 | 0 | 0 | 0 | 0 | 0 |  |  | 2042 | 9889382.8046 | Retired | Retired | Retired | Retired | Retired | Retired | 2042 | 0 | 0 | 0 | 0 | 0 | 0 | 2042 | 20344132.3424 | Retired | Retired | Retired | Retired | Retired | Retired | 2042 | 0 | 0 | 0 | 0 | 0 | 0
[6 empty] | 2043 | 0 | 0 | 0 | 0 | 0 | 0 |  |  | 2043 | 10087170.4607 | Retired | Retired | Retired | Retired | Retired | Retired | 2043 | 0 | 0 | 0 | 0 | 0 | 0 | 2043 | 20751014.9892 | Retired | Retired | Retired | Retired | Retired | Retired | 2043 | 0 | 0 | 0 | 0 | 0 | 0
[6 empty] | 2044 | 0 | 0 | 0 | 0 | 0 | 0 |  |  | 2044 | 10288913.8699 | Retired | Retired | Retired | Retired | Retired | Retired | 2044 | 0 | 0 | 0 | 0 | 0 | 0 | 2044 | 21166035.289 | Retired | Retired | Retired | Retired | Retired | Retired | 2044 | 0 | 0 | 0 | 0 | 0 | 0
[6 empty] | 2045 | 0 | 0 | 0 | 0 | 0 | 0 |  |  | 2045 | 10494692.1473 | Retired | Retired | Retired | Retired | Retired | Retired | 2045 | 0 | 0 | 0 | 0 | 0 | 0 | 2045 | 21589355.9948 | Retired | Retired | Retired | Retired | Retired | Retired | 2045 | 0 | 0 | 0 | 0 | 0 | 0
[6 empty] | Total | 76058991.2567 | 177841897.8475 | 138655243.2644 | 153474841.3029 | 145143254.8566 | 137139012.7891
*Reduced operations percentages are contained on the "Fixed - Other" Tab
8: Fixed O&M - Other | [14 empty] | 1st Unit - Step 1 - Reduce baseline based on scenario | [7 empty] | 1st Unit - Step 2 - Single Unit Operation and Retirement | [6 empty] | 2nd Unit - Step 1 - Reduce baseline based on scenario | [7 empty] | 2nd Unit - Step 2 - Single Unit Operation and Retirement
[6 empty] | Year | 7 | 7A | 7B | 7C | 7D | 7E |  |  | Year | Baseline | 7 | 7A | 7B | 7C | 7D | 7E | Year | 7 | 7A | 7B | 7C | 7D | 7E | Year | Baseline | 7 | 7A | 7B | 7C | 7D | 7E | Year | 7 | 7A | 7B | 7C | 7D | 7E
[6 empty] | 2017 | 10696150.39 | 10696150.39 | 10696150.39 | 10696150.39 | 10696150.39 | 10696150.39 |  |  | 2017 | 4605762.3579 | 4605762.3579 | 4605762.3579 | 4605762.3579 | 4605762.3579 | 4605762.3579 | 4605762.3579 | 2017 | 4605762.3579 | 4605762.3579 | 4605762.3579 | 4605762.3579 | 4605762.3579 | 4605762.3579 | 2017 | 6090388.0321 | 6090388.0321 | 6090388.0321 | 6090388.0321 | 6090388.0321 | 6090388.0321 | 6090388.0321 | 2017 | 6090388.0321 | 6090388.0321 | 6090388.0321 | 6090388.0321 | 6090388.0321 | 6090388.0321
[6 empty] | 2018 | 10735593.96 | 10735593.96 | 10735593.96 | 10735593.96 | 10735593.96 | 10735593.96 |  |  | 2018 | 4622746.7592 | 4622746.7592 | 4622746.7592 | 4622746.7592 | 4622746.7592 | 4622746.7592 | 4622746.7592 | 2018 | 4622746.7592 | 4622746.7592 | 4622746.7592 | 4622746.7592 | 4622746.7592 | 4622746.7592 | 2018 | 6112847.2008 | 6112847.2008 | 6112847.2008 | 6112847.2008 | 6112847.2008 | 6112847.2008 | 6112847.2008 | 2018 | 6112847.2008 | 6112847.2008 | 6112847.2008 | 6112847.2008 | 6112847.2008 | 6112847.2008
[6 empty] | 2019 | 4631971.6895 | 4631971.6895 | 8134829.1 | 8134829.1 | 8134829.1 | 8134829.1 |  |  | 2019 | 3502857.4105 | 3502857.4105 | 3502857.4105 | 3502857.4105 | 3502857.4105 | 3502857.4105 | 3502857.4105 | 2019 | 0 | 0 | 3502857.4105 | 3502857.4105 | 3502857.4105 | 3502857.4105 | 2019 | 4631971.6895 | 4631971.6895 | 4631971.6895 | 4631971.6895 | 4631971.6895 | 4631971.6895 | 4631971.6895 | 2019 | 4631971.6895 | 4631971.6895 | 4631971.6895 | 4631971.6895 | 4631971.6895 | 4631971.6895
[6 empty] | 2020 | 6077110.4269 | 6077110.4269 | 6077110.4269 | 6077110.4269 | 10672831.8 | 10672831.8 |  |  | 2020 | 4595721.3731 | 4595721.3731 | 4595721.3731 | 4595721.3731 | 4595721.3731 | 4595721.3731 | 4595721.3731 | 2020 | 0 | 0 | 0 | 0 | 4595721.3731 | 4595721.3731 | 2020 | 6077110.4269 | 6077110.4269 | 6077110.4269 | 6077110.4269 | 6077110.4269 | 6077110.4269 | 6077110.4269 | 2020 | 6077110.4269 | 6077110.4269 | 6077110.4269 | 6077110.4269 | 6077110.4269 | 6077110.4269
[6 empty] | 2021 | 5803822.4556 | 5803822.4556 | 5803822.4556 | 5803822.4556 | 5803822.4556 | 10192874 |  |  | 2021 | 4389051.5444 | 4389051.5444 | 4389051.5444 | 4389051.5444 | 4389051.5444 | 4389051.5444 | 4389051.5444 | 2021 | 0 | 0 | 0 | 0 | 0 | 4389051.5444 | 2021 | 5803822.4556 | 5803822.4556 | 5803822.4556 | 5803822.4556 | 5803822.4556 | 5803822.4556 | 5803822.4556 | 2021 | 5803822.4556 | 5803822.4556 | 5803822.4556 | 5803822.4556 | 5803822.4556 | 5803822.4556
[6 empty] | 2022 | 0 | 5919898.9047 | 5919898.9047 | 5919898.9047 | 5919898.9047 | 5919898.9047 |  |  | 2022 | 4476832.5753 | 4476832.5753 | 4476832.5753 | 4476832.5753 | 4476832.5753 | 4476832.5753 | 4476832.5753 | 2022 | 0 | 0 | 0 | 0 | 0 | 0 | 2022 | 5919898.9047 | 5919898.9047 | 5919898.9047 | 5919898.9047 | 5919898.9047 | 5919898.9047 | 5919898.9047 | 2022 | 0 | 5919898.9047 | 5919898.9047 | 5919898.9047 | 5919898.9047 | 5919898.9047
[6 empty] | 2023 | 0 | 6038296.8828 | 6038296.8828 | 6038296.8828 | 6038296.8828 | 6038296.8828 |  |  | 2023 | 4566369.2268 | 4566369.2268 | 4566369.2268 | 4566369.2268 | 4566369.2268 | 4566369.2268 | 4566369.2268 | 2023 | 0 | 0 | 0 | 0 | 0 | 0 | 2023 | 6038296.8828 | 6038296.8828 | 6038296.8828 | 6038296.8828 | 6038296.8828 | 6038296.8828 | 6038296.8828 | 2023 | 0 | 6038296.8828 | 6038296.8828 | 6038296.8828 | 6038296.8828 | 6038296.8828
[6 empty] | 2024 | 0 | 6159062.8205 | 6159062.8205 | 6159062.8205 | 6159062.8205 | 6159062.8205 |  |  | 2024 | 4657696.6113 | 4657696.6113 | 4657696.6113 | 4657696.6113 | 4657696.6113 | 4657696.6113 | 4657696.6113 | 2024 | 0 | 0 | 0 | 0 | 0 | 0 | 2024 | 6159062.8205 | 6159062.8205 | 6159062.8205 | 6159062.8205 | 6159062.8205 | 6159062.8205 | 6159062.8205 | 2024 | 0 | 6159062.8205 | 6159062.8205 | 6159062.8205 | 6159062.8205 | 6159062.8205
[6 empty] | 2025 | 0 | 6282244.0769 | 6282244.0769 | 6282244.0769 | 6282244.0769 | 0 |  |  | 2025 | 4750850.5436 | 4750850.5436 | 4750850.5436 | 4750850.5436 | 4750850.5436 | 4750850.5436 | 4750850.5436 | 2025 | 0 | 0 | 0 | 0 | 0 | 0 | 2025 | 6282244.0769 | 6282244.0769 | 6282244.0769 | 6282244.0769 | 6282244.0769 | 6282244.0769 | 6282244.0769 | 2025 | 0 | 6282244.0769 | 6282244.0769 | 6282244.0769 | 6282244.0769 | 0
[6 empty] | 2026 | 0 | 6407888.9584 | 0 | 6407888.9584 | 0 | 0 |  |  | 2026 | 4845867.5544 | 4845867.5544 | 4845867.5544 | 4845867.5544 | 4845867.5544 | 4845867.5544 | 4845867.5544 | 2026 | 0 | 0 | 0 | 0 | 0 | 0 | 2026 | 6407888.9584 | 6407888.9584 | 6407888.9584 | 6407888.9584 | 6407888.9584 | 6407888.9584 | 6407888.9584 | 2026 | 0 | 6407888.9584 | 0 | 6407888.9584 | 0 | 0
[6 empty] | 2027 | 0 | 6536046.7376 | 0 | 0 | 0 | 0 |  |  | 2027 | 4942784.9055 | 4942784.9055 | 4942784.9055 | 4942784.9055 | 4942784.9055 | 4942784.9055 | 4942784.9055 | 2027 | 0 | 0 | 0 | 0 | 0 | 0 | 2027 | 6536046.7376 | 6536046.7376 | 6536046.7376 | 6536046.7376 | 6536046.7376 | 6536046.7376 | 6536046.7376 | 2027 | 0 | 6536046.7376 | 0 | 0 | 0 | 0
[6 empty] | 2028 | 0 | 6666767.6723 | 0 | 0 | 0 | 0 |  |  | 2028 | 5041640.6036 | 5041640.6036 | 5041640.6036 | 5041640.6036 | 5041640.6036 | 5041640.6036 | 5041640.6036 | 2028 | 0 | 0 | 0 | 0 | 0 | 0 | 2028 | 6666767.6723 | 6666767.6723 | 6666767.6723 | 6666767.6723 | 6666767.6723 | 6666767.6723 | 6666767.6723 | 2028 | 0 | 6666767.6723 | 0 | 0 | 0 | 0
[6 empty] | 2029 | 0 | 0 | 0 | 0 | 0 | 0 |  |  | 2029 | 5142473.4157 | 5142473.4157 | 5142473.4157 | 5142473.4157 | 5142473.4157 | 5142473.4157 | 5142473.4157 | 2029 | 0 | 0 | 0 | 0 | 0 | 0 | 2029 | 6800103.0258 | 6800103.0258 | 6800103.0258 | 6800103.0258 | 6800103.0258 | 6800103.0258 | 6800103.0258 | 2029 | 0 | 0 | 0 | 0 | 0 | 0
[6 empty] | 2030 | 0 | 0 | 0 | 0 | 0 | 0 |  |  | 2030 | 5245322.884 | 5245322.884 | 5245322.884 | 5245322.884 | 5245322.884 | 5245322.884 | 5245322.884 | 2030 | 0 | 0 | 0 | 0 | 0 | 0 | 2030 | 6936105.0863 | 6936105.0863 | 6936105.0863 | 6936105.0863 | 6936105.0863 | 6936105.0863 | 6936105.0863 | 2030 | 0 | 0 | 0 | 0 | 0 | 0
[6 empty] | 2031 | 0 | 0 | 0 | 0 | 0 | 0 |  |  | 2031 | 5350229.3417 | 5350229.3417 | 5350229.3417 | 5350229.3417 | 5350229.3417 | 5350229.3417 | 5350229.3417 | 2031 | 0 | 0 | 0 | 0 | 0 | 0 | 2031 | 7074827.188 | 7074827.188 | 7074827.188 | 7074827.188 | 7074827.188 | 7074827.188 | 7074827.188 | 2031 | 0 | 0 | 0 | 0 | 0 | 0
[6 empty] | 2032 | 0 | 0 | 0 | 0 | 0 | 0 |  |  | 2032 | 5457233.9285 | 5457233.9285 | 5457233.9285 | 5457233.9285 | 5457233.9285 | 5457233.9285 | 5457233.9285 | 2032 | 0 | 0 | 0 | 0 | 0 | 0 | 2032 | 7216323.7318 | 7216323.7318 | 7216323.7318 | 7216323.7318 | 7216323.7318 | 7216323.7318 | 7216323.7318 | 2032 | 0 | 0 | 0 | 0 | 0 | 0
[6 empty] | 2033 | 0 | 0 | 0 | 0 | 0 | 0 |  |  | 2033 | 5566378.6071 | 5566378.6071 | 5566378.6071 | 5566378.6071 | 5566378.6071 | 5566378.6071 | 5566378.6071 | 2033 | 0 | 0 | 0 | 0 | 0 | 0 | 2033 | 7360650.2064 | 7360650.2064 | 7360650.2064 | 7360650.2064 | 7360650.2064 | 7360650.2064 | 7360650.2064 | 2033 | 0 | 0 | 0 | 0 | 0 | 0
[6 empty] | 2034 | 0 | 0 | 0 | 0 | 0 | 0 |  |  | 2034 | 5677706.1792 | 5677706.1792 | 5677706.1792 | 5677706.1792 | 5677706.1792 | 5677706.1792 | 5677706.1792 | 2034 | 0 | 0 | 0 | 0 | 0 | 0 | 2034 | 7507863.2105 | 7507863.2105 | 7507863.2105 | 7507863.2105 | 7507863.2105 | 7507863.2105 | 7507863.2105 | 2034 | 0 | 0 | 0 | 0 | 0 | 0
[6 empty] | 2035 | 0 | 0 | 0 | 0 | 0 | 0 |  |  | 2035 | 5791260.3028 | 5791260.3028 | 5791260.3028 | 5791260.3028 | 5791260.3028 | 5791260.3028 | 5791260.3028 | 2035 | 0 | 0 | 0 | 0 | 0 | 0 | 2035 | 7658020.4748 | 7658020.4748 | 7658020.4748 | 7658020.4748 | 7658020.4748 | 7658020.4748 | 7658020.4748 | 2035 | 0 | 0 | 0 | 0 | 0 | 0
[6 empty] | 2036 | 0 | 0 | 0 | 0 | 0 | 0 |  |  | 2036 | 5907085.5089 | 5907085.5089 | 5907085.5089 | 5907085.5089 | 5907085.5089 | 5907085.5089 | 5907085.5089 | 2036 | 0 | 0 | 0 | 0 | 0 | 0 | 2036 | 7811180.8842 | 7811180.8842 | 7811180.8842 | 7811180.8842 | 7811180.8842 | 7811180.8842 | 7811180.8842 | 2036 | 0 | 0 | 0 | 0 | 0 | 0
[6 empty] | 2037 | 0 | 0 | 0 | 0 | 0 | 0 |  |  | 2037 | 6025227.2191 | 6025227.2191 | 6025227.2191 | 6025227.2191 | 6025227.2191 | 6025227.2191 | 6025227.2191 | 2037 | 0 | 0 | 0 | 0 | 0 | 0 | 2037 | 7967404.5019 | 7967404.5019 | 7967404.5019 | 7967404.5019 | 7967404.5019 | 7967404.5019 | 7967404.5019 | 2037 | 0 | 0 | 0 | 0 | 0 | 0
[6 empty] | 2038 | 0 | 0 | 0 | 0 | 0 | 0 |  |  | 2038 | 6145731.7634 | 6145731.7634 | 6145731.7634 | 6145731.7634 | 6145731.7634 | 6145731.7634 | 6145731.7634 | 2038 | 0 | 0 | 0 | 0 | 0 | 0 | 2038 | 8126752.592 | 8126752.592 | 8126752.592 | 8126752.592 | 8126752.592 | 8126752.592 | 8126752.592 | 2038 | 0 | 0 | 0 | 0 | 0 | 0
[6 empty] | 2039 | 0 | 0 | 0 | 0 | 0 | 0 |  |  | 2039 | 6268646.3987 | 6268646.3987 | 6268646.3987 | 6268646.3987 | 6268646.3987 | 6268646.3987 | 6268646.3987 | 2039 | 0 | 0 | 0 | 0 | 0 | 0 | 2039 | 8289287.6438 | 8289287.6438 | 8289287.6438 | 8289287.6438 | 8289287.6438 | 8289287.6438 | 8289287.6438 | 2039 | 0 | 0 | 0 | 0 | 0 | 0
[6 empty] | 2040 | 0 | 0 | 0 | 0 | 0 | 0 |  |  | 2040 | 6394019.3267 | 6394019.3267 | 6394019.3267 | 6394019.3267 | 6394019.3267 | 6394019.3267 | 6394019.3267 | 2040 | 0 | 0 | 0 | 0 | 0 | 0 | 2040 | 8455073.3967 | 8455073.3967 | 8455073.3967 | 8455073.3967 | 8455073.3967 | 8455073.3967 | 8455073.3967 | 2040 | 0 | 0 | 0 | 0 | 0 | 0
[6 empty] | 2041 | 0 | 0 | 0 | 0 | 0 | 0 |  |  | 2041 | 6521899.7132 | 6521899.7132 | 6521899.7132 | 6521899.7132 | 6521899.7132 | 6521899.7132 | 6521899.7132 | 2041 | 0 | 0 | 0 | 0 | 0 | 0 | 2041 | 8624174.8646 | 8624174.8646 | 8624174.8646 | 8624174.8646 | 8624174.8646 | 8624174.8646 | 8624174.8646 | 2041 | 0 | 0 | 0 | 0 | 0 | 0
[6 empty] | 2042 | 0 | 0 | 0 | 0 | 0 | 0 |  |  | 2042 | 6652337.7075 | 6652337.7075 | 6652337.7075 | 6652337.7075 | 6652337.7075 | 6652337.7075 | 6652337.7075 | 2042 | 0 | 0 | 0 | 0 | 0 | 0 | 2042 | 8796658.3619 | 8796658.3619 | 8796658.3619 | 8796658.3619 | 8796658.3619 | 8796658.3619 | 8796658.3619 | 2042 | 0 | 0 | 0 | 0 | 0 | 0
[6 empty] | 2043 | 0 | 0 | 0 | 0 | 0 | 0 |  |  | 2043 | 6785384.4616 | 6785384.4616 | 6785384.4616 | 6785384.4616 | 6785384.4616 | 6785384.4616 | 6785384.4616 | 2043 | 0 | 0 | 0 | 0 | 0 | 0 | 2043 | 8972591.5292 | 8972591.5292 | 8972591.5292 | 8972591.5292 | 8972591.5292 | 8972591.5292 | 8972591.5292 | 2043 | 0 | 0 | 0 | 0 | 0 | 0
[6 empty] | 2044 | 0 | 0 | 0 | 0 | 0 | 0 |  |  | 2044 | 6921092.1509 | 6921092.1509 | 6921092.1509 | 6921092.1509 | 6921092.1509 | 6921092.1509 | 6921092.1509 | 2044 | 0 | 0 | 0 | 0 | 0 | 0 | 2044 | 9152043.3597 | 9152043.3597 | 9152043.3597 | 9152043.3597 | 9152043.3597 | 9152043.3597 | 9152043.3597 | 2044 | 0 | 0 | 0 | 0 | 0 | 0
[6 empty] | 2045 | 0 | 0 | 0 | 0 | 0 | 0 |  |  | 2045 | 7059513.9939 | 7059513.9939 | 7059513.9939 | 7059513.9939 | 7059513.9939 | 7059513.9939 | 7059513.9939 | 2045 | 0 | 0 | 0 | 0 | 0 | 0 | 2045 | 9335084.2269 | 9335084.2269 | 9335084.2269 | 9335084.2269 | 9335084.2269 | 9335084.2269 | 9335084.2269 | 2045 | 0 | 0 | 0 | 0 | 0 | 0
[6 empty] | Total | 37944648.9221 | 81954854.9752 | 65847009.0174 | 72254897.9758 | 70442730.3905 | 68549537.858
9: Variable O&M
[15 empty] | 1st Unit - Step 1 - Reduce baseline based on NCF | [7 empty] | 1st Unit - Step 2 - Convert MWh to Dollars | [6 empty] | 2nd Unit - Step 1 - Reduce baseline based on NCF | [7 empty] | 2nd Unit - Step 2 - Convert MWh to Dollars | [6 empty] | Increase in water costs after construction of Jones Pipeline
[6 empty] | Year | 7 | 7A | 7B | 7C | 7D | 7E |  |  | Year | Baseline | 7 | 7A | 7B | 7C | 7D | 7E | Year | 7 | 7A | 7B | 7C | 7D | 7E | Year | Baseline | 7 | 7A | 7B | 7C | 7D | 7E | Year | 7 | 7A | 7B | 7C | 7D | 7E | Year | 7 | 7A | 7B | 7C | 7D | 7E
[6 empty] | 2017 | 2076817 | 2076817 | 2076817 | 2076817 | 2076817 | 2076817 |  |  | 2017 | 0.26626 | 3899952 | 3899952 | 3899952 | 3899952 | 3899952 | 3899952 | 2017 | 1038408.5 | 1038408.5 | 1038408.5 | 1038408.5 | 1038408.5 | 1038408.5 | 2017 | 0.26626 | 3899952 | 3899952 | 3899952 | 3899952 | 3899952 | 3899952 | 2017 | 1038408.5 | 1038408.5 | 1038408.5 | 1038408.5 | 1038408.5 | 1038408.5 | 2017 | 0 | 0 | 0 | 0 | 0 | 0
[6 empty] | 2018 | 2179106 | 2179106 | 2179106 | 2179106 | 2179106 | 2179106 |  |  | 2018 | 0.27938 | 3899952 | 3899952 | 3899952 | 3899952 | 3899952 | 3899952 | 2018 | 1089553 | 1089553 | 1089553 | 1089553 | 1089553 | 1089553 | 2018 | 0.27938 | 3899952 | 3899952 | 3899952 | 3899952 | 3899952 | 3899952 | 2018 | 1089553 | 1089553 | 1089553 | 1089553 | 1089553 | 1089553 | 2018 | 0 | 0 | 0 | 0 | 0 | 0
[6 empty] | 2019 | 1406078 | 1406078 | 2812156 | 2812156 | 2812156 | 2812156 |  |  | 2019 | 0.36054 | 0 | 0 | 3899952 | 3899952 | 3899952 | 3899952 | 2019 | 0 | 0 | 1406078 | 1406078 | 1406078 | 1406078 | 2019 | 0.36054 | 3899952 | 3899952 | 3899952 | 3899952 | 3899952 | 3899952 | 2019 | 1406078 | 1406078 | 1406078 | 1406078 | 1406078 | 1406078 | 2019 | 0 | 0 | 0 | 0 | 0 | 0
[6 empty] | 2020 | 1450939.5 | 1450939.5 | 1450939.5 | 1450939.5 | 2901879 | 2901879 |  |  | 2020 | 0.37204 | 0 | 0 | 0 | 0 | 3899952 | 3899952 | 2020 | 0 | 0 | 0 | 0 | 1450939.5 | 1450939.5 | 2020 | 0.37204 | 3899952 | 3899952 | 3899952 | 3899952 | 3899952 | 3899952 | 2020 | 1450939.5 | 1450939.5 | 1450939.5 | 1450939.5 | 1450939.5 | 1450939.5 | 2020 | 0 | 0 | 0 | 0 | 0 | 0
[6 empty] | 2021 | 1507361 | 1507361 | 1507361 | 1507361 | 1507361 | 3014722 |  |  | 2021 | 0.38651 | 0 | 0 | 0 | 0 | 0 | 3899952 | 2021 | 0 | 0 | 0 | 0 | 0 | 1507361 | 2021 | 0.38651 | 3899952 | 3899952 | 3899952 | 3899952 | 3899952 | 3899952 | 2021 | 1507361 | 1507361 | 1507361 | 1507361 | 1507361 | 1507361 | 2021 | 0 | 0 | 0 | 0 | 0 | 0
[6 empty] | 2022 | 0 | 1537508.22 | 1537508.22 | 1537508.22 | 1537508.22 | 1537508.22 |  |  | 2022 | 0.39424 | 0 | 0 | 0 | 0 | 0 | 0 | 2022 | 0 | 0 | 0 | 0 | 0 | 0 | 2022 | 0.39424 | 0 | 3899952 | 3899952 | 3899952 | 3899952 | 3899952 | 2022 | 0 | 1537508.22 | 1537508.22 | 1537508.22 | 1537508.22 | 1537508.22 | 2022 | 0 | 0 | 0 | 0 | 0 | 0
[6 empty] | 2023 | 0 | 1568258.3844 | 1568258.3844 | 1568258.3844 | 1568258.3844 | 1568258.3844 |  |  | 2023 | 0.40212 | 0 | 0 | 0 | 0 | 0 | 0 | 2023 | 0 | 0 | 0 | 0 | 0 | 0 | 2023 | 0.40212 | 0 | 3899952 | 3899952 | 3899952 | 3899952 | 3899952 | 2023 | 0 | 1568258.3844 | 1568258.3844 | 1568258.3844 | 1568258.3844 | 1568258.3844 | 2023 | 0 | 0 | 0 | 0 | 0 | 0
[6 empty] | 2024 | 0 | 1599623.5521 | 1599623.5521 | 1599623.5521 | 1599623.5521 | 1599623.5521 |  |  | 2024 | 0.41016 | 0 | 0 | 0 | 0 | 0 | 0 | 2024 | 0 | 0 | 0 | 0 | 0 | 0 | 2024 | 0.41016 | 0 | 3899952 | 3899952 | 3899952 | 3899952 | 3899952 | 2024 | 0 | 1599623.5521 | 1599623.5521 | 1599623.5521 | 1599623.5521 | 1599623.5521 | 2024 | 0 | 0 | 0 | 0 | 0 | 0
[6 empty] | 2025 | 0 | 1631616.0231 | 1631616.0231 | 1631616.0231 | 1631616.0231 | 0 |  |  | 2025 | 0.41837 | 0 | 0 | 0 | 0 | 0 | 0 | 2025 | 0 | 0 | 0 | 0 | 0 | 0 | 2025 | 0.41837 | 0 | 3899952 | 3899952 | 3899952 | 3899952 | 0 | 2025 | 0 | 1631616.0231 | 1631616.0231 | 1631616.0231 | 1631616.0231 | 0 | 2025 | 0 | 0 | 0 | 0 | 0 | 0
[6 empty] | 2026 | 0 | 1664248.3436 | 0 | 1664248.3436 | 0 | 0 |  |  | 2026 | 0.42674 | 0 | 0 | 0 | 0 | 0 | 0 | 2026 | 0 | 0 | 0 | 0 | 0 | 0 | 2026 | 0.42674 | 0 | 3899952 | 0 | 3899952 | 0 | 0 | 2026 | 0 | 1664248.3436 | 0 | 1664248.3436 | 0 | 0 | 2026 | 0 | 0 | 0 | 0 | 0 | 0
[6 empty] | 2027 | 0 | 1697533.3105 | 0 | 0 | 0 | 0 |  |  | 2027 | 0.43527 | 0 | 0 | 0 | 0 | 0 | 0 | 2027 | 0 | 0 | 0 | 0 | 0 | 0 | 2027 | 0.43527 | 0 | 3899952 | 0 | 0 | 0 | 0 | 2027 | 0 | 1697533.3105 | 0 | 0 | 0 | 0 | 2027 | 0 | 0 | 0 | 0 | 0 | 0
[6 empty] | 2028 | 0 | 1731483.9767 | 0 | 0 | 0 | 0 |  |  | 2028 | 0.44398 | 0 | 0 | 0 | 0 | 0 | 0 | 2028 | 0 | 0 | 0 | 0 | 0 | 0 | 2028 | 0.44398 | 0 | 3899952 | 0 | 0 | 0 | 0 | 2028 | 0 | 1731483.9767 | 0 | 0 | 0 | 0 | 2028 | 0 | 0 | 0 | 0 | 0 | 0
[6 empty] | 2029 | 0 | 0 | 0 | 0 | 0 | 0 |  |  | 2029 | 0.45286 | 0 | 0 | 0 | 0 | 0 | 0 | 2029 | 0 | 0 | 0 | 0 | 0 | 0 | 2029 | 0.45286 | 0 | 0 | 0 | 0 | 0 | 0 | 2029 | 0 | 0 | 0 | 0 | 0 | 0 | 2029 | 0 | 0 | 0 | 0 | 0 | 0
[6 empty] | 2030 | 0 | 0 | 0 | 0 | 0 | 0 |  |  | 2030 | 0.46191 | 0 | 0 | 0 | 0 | 0 | 0 | 2030 | 0 | 0 | 0 | 0 | 0 | 0 | 2030 | 0.46191 | 0 | 0 | 0 | 0 | 0 | 0 | 2030 | 0 | 0 | 0 | 0 | 0 | 0 | 2030 | 0 | 0 | 0 | 0 | 0 | 0
[6 empty] | 2031 | 0 | 0 | 0 | 0 | 0 | 0 |  |  | 2031 | 0.47115 | 0 | 0 | 0 | 0 | 0 | 0 | 2031 | 0 | 0 | 0 | 0 | 0 | 0 | 2031 | 0.47115 | 0 | 0 | 0 | 0 | 0 | 0 | 2031 | 0 | 0 | 0 | 0 | 0 | 0 | 2031 | 0 | 0 | 0 | 0 | 0 | 0
[6 empty] | 2032 | 0 | 0 | 0 | 0 | 0 | 0 |  |  | 2032 | 0.48057 | 0 | 0 | 0 | 0 | 0 | 0 | 2032 | 0 | 0 | 0 | 0 | 0 | 0 | 2032 | 0.48057 | 0 | 0 | 0 | 0 | 0 | 0 | 2032 | 0 | 0 | 0 | 0 | 0 | 0 | 2032 | 0 | 0 | 0 | 0 | 0 | 0
[6 empty] | 2033 | 0 | 0 | 0 | 0 | 0 | 0 |  |  | 2033 | 0.49019 | 0 | 0 | 0 | 0 | 0 | 0 | 2033 | 0 | 0 | 0 | 0 | 0 | 0 | 2033 | 0.49019 | 0 | 0 | 0 | 0 | 0 | 0 | 2033 | 0 | 0 | 0 | 0 | 0 | 0 | 2033 | 0 | 0 | 0 | 0 | 0 | 0
[6 empty] | 2034 | 0 | 0 | 0 | 0 | 0 | 0 |  |  | 2034 | 0.49999 | 0 | 0 | 0 | 0 | 0 | 0 | 2034 | 0 | 0 | 0 | 0 | 0 | 0 | 2034 | 0.49999 | 0 | 0 | 0 | 0 | 0 | 0 | 2034 | 0 | 0 | 0 | 0 | 0 | 0 | 2034 | 0 | 0 | 0 | 0 | 0 | 0
[6 empty] | 2035 | 0 | 0 | 0 | 0 | 0 | 0 |  |  | 2035 | 0.50999 | 0 | 0 | 0 | 0 | 0 | 0 | 2035 | 0 | 0 | 0 | 0 | 0 | 0 | 2035 | 0.50999 | 0 | 0 | 0 | 0 | 0 | 0 | 2035 | 0 | 0 | 0 | 0 | 0 | 0 | 2035 | 0 | 0 | 0 | 0 | 0 | 0
[6 empty] | 2036 | 0 | 0 | 0 | 0 | 0 | 0 |  |  | 2036 | 0.52019 | 0 | 0 | 0 | 0 | 0 | 0 | 2036 | 0 | 0 | 0 | 0 | 0 | 0 | 2036 | 0.52019 | 0 | 0 | 0 | 0 | 0 | 0 | 2036 | 0 | 0 | 0 | 0 | 0 | 0 | 2036 | 0 | 0 | 0 | 0 | 0 | 0
[6 empty] | 2037 | 0 | 0 | 0 | 0 | 0 | 0 |  |  | 2037 | 0.53059 | 0 | 0 | 0 | 0 | 0 | 0 | 2037 | 0 | 0 | 0 | 0 | 0 | 0 | 2037 | 0.53059 | 0 | 0 | 0 | 0 | 0 | 0 | 2037 | 0 | 0 | 0 | 0 | 0 | 0 | 2037 | 0 | 0 | 0 | 0 | 0 | 0
[6 empty] | 2038 | 0 | 0 | 0 | 0 | 0 | 0 |  |  | 2038 | 0.5412 | 0 | 0 | 0 | 0 | 0 | 0 | 2038 | 0 | 0 | 0 | 0 | 0 | 0 | 2038 | 0.5412 | 0 | 0 | 0 | 0 | 0 | 0 | 2038 | 0 | 0 | 0 | 0 | 0 | 0 | 2038 | 0 | 0 | 0 | 0 | 0 | 0
[6 empty] | 2039 | 0 | 0 | 0 | 0 | 0 | 0 |  |  | 2039 | 0.55203 | 0 | 0 | 0 | 0 | 0 | 0 | 2039 | 0 | 0 | 0 | 0 | 0 | 0 | 2039 | 0.55203 | 0 | 0 | 0 | 0 | 0 | 0 | 2039 | 0 | 0 | 0 | 0 | 0 | 0 | 2039 | 0 | 0 | 0 | 0 | 0 | 0
[6 empty] | 2040 | 0 | 0 | 0 | 0 | 0 | 0 |  |  | 2040 | 0.56307 | 0 | 0 | 0 | 0 | 0 | 0 | 2040 | 0 | 0 | 0 | 0 | 0 | 0 | 2040 | 0.56307 | 0 | 0 | 0 | 0 | 0 | 0 | 2040 | 0 | 0 | 0 | 0 | 0 | 0 | 2040 | 0 | 0 | 0 | 0 | 0 | 0
[6 empty] | 2041 | 0 | 0 | 0 | 0 | 0 | 0 |  |  | 2041 | 0.57433 | 0 | 0 | 0 | 0 | 0 | 0 | 2041 | 0 | 0 | 0 | 0 | 0 | 0 | 2041 | 0.57433 | 0 | 0 | 0 | 0 | 0 | 0 | 2041 | 0 | 0 | 0 | 0 | 0 | 0 | 2041 | 0 | 0 | 0 | 0 | 0 | 0
[6 empty] | 2042 | 0 | 0 | 0 | 0 | 0 | 0 |  |  | 2042 | 0.58582 | 0 | 0 | 0 | 0 | 0 | 0 | 2042 | 0 | 0 | 0 | 0 | 0 | 0 | 2042 | 0.58582 | 0 | 0 | 0 | 0 | 0 | 0 | 2042 | 0 | 0 | 0 | 0 | 0 | 0 | 2042 | 0 | 0 | 0 | 0 | 0 | 0
[6 empty] | 2043 | 0 | 0 | 0 | 0 | 0 | 0 |  |  | 2043 | 0.59753 | 0 | 0 | 0 | 0 | 0 | 0 | 2043 | 0 | 0 | 0 | 0 | 0 | 0 | 2043 | 0.59753 | 0 | 0 | 0 | 0 | 0 | 0 | 2043 | 0 | 0 | 0 | 0 | 0 | 0 | 2043 | 0 | 0 | 0 | 0 | 0 | 0
[6 empty] | 2044 | 0 | 0 | 0 | 0 | 0 | 0 |  |  | 2044 | 0.60948 | 0 | 0 | 0 | 0 | 0 | 0 | 2044 | 0 | 0 | 0 | 0 | 0 | 0 | 2044 | 0.60948 | 0 | 0 | 0 | 0 | 0 | 0 | 2044 | 0 | 0 | 0 | 0 | 0 | 0 | 2044 | 0 | 0 | 0 | 0 | 0 | 0
[6 empty] | 2045 | 0 | 0 | 0 | 0 | 0 | 0 |  |  | 2045 | 0.62167 | 0 | 0 | 0 | 0 | 0 | 0 | 2045 | 0 | 0 | 0 | 0 | 0 | 0 | 2045 | 0.62167 | 0 | 0 | 0 | 0 | 0 | 0 | 2045 | 0 | 0 | 0 | 0 | 0 | 0 | 2045 | 0 | 0 | 0 | 0 | 0 | 0
[6 empty] | Total | 8620301.5 | 20050573.3103 | 16363385.6796 | 18027634.0232 | 17814325.1796 | 17690070.1565

## Scenario 8
CALCULATIONS ONLY >>>>>>>>>
1: Scenario Information
[6 empty] | Capacity Factor |  | Derated CT |  | Annual MWh |  | Derated Annual MWh
ID: | Scenario Type |  |  |  |  | Unit 1 | Unit 2 | Unit 1 | Unit 2 | Unit 1 | Unit 2 | Unit 1 | Unit 2
8 | Business As Usual |  |  |  |  | 84% | 84% | 84% | 84% | 3899952 | 3899952 | 3899952 | 3899952
2: Sensitivity Information
[9 empty] | *Leave blank if N/A |  | *Do not delete
|  | Pipeline |  | Hybrid Cooling |  |  | Retirement Date |  | Reduced Operations |  | Reduced Operations
ID: | Scenario Description | Yes/No | COD | Yes/No | COD | Water Option | Unit 1 | Unit 2 | Unit 1 | Unit 2 | Unit 1 | Unit 2
8 | Business as Usual | Yes | 2024 | Yes | 2024 | Scenario 8 | 2042 | 2045 |  |  | 2042 | 2045
8A
8B
8C
8D
8E
3: On-Going CapX - Managed Decline
Index
| Business As Usual |  |  |  |  | 9
| Managed Decline |  |  |  |  | Percentage
| 4 Years before end of Operation |  |  |  |  | 72.5%
| 3 Years before end of Operation |  |  |  |  | 48.6%
| 2 Years before end of Operation |  |  |  |  | 21.4%
| Year of Retirement |  |  |  |  | 3.97%
4: Fixed O&M Labor Reduction (single unit operation calculated with retirment dates)
| Increase contract labor after O&M Labor Reduction |  |  |  |  | 10%
5: On-Going CapX - Calculations | [14 empty] | 1st Unit - Step 1 - Reduce baseline based on scenario | [7 empty] | 1st Unit - Step 2 - Managed decline and retirement adjustments | [6 empty] | 2nd Unit - Step 1 - Reduce baseline based on scenario | [7 empty] | 2nd Unit - Step 2 - Managed decline and retirement adjustments
[6 empty] | Year | 8 | 8A | 8B | 8C | 8D | 8E |  |  | Year | Baseline | 8 | 8A | 8B | 8C | 8D | 8E | Year | 8 | 8A | 8B | 8C | 8D | 8E | Year | Baseline | 8 | 8A | 8B | 8C | 8D | 8E | Year | 8 | 8A | 8B | 8C | 8D | 8E
[6 empty] | 2017 | 18803258.5 | 0 | 0 | 0 | 0 | 0 |  |  | 2017 | 5101701.2425 | 5101701.2425 | 5101701.2425 | 5101701.2425 | 5101701.2425 | 5101701.2425 | 5101701.2425 | 2017 | 5101701.2425 | 0 | 0 | 0 | 0 | 0 | 2017 | 13701557.2575 | 13701557.2575 | 13701557.2575 | 13701557.2575 | 13701557.2575 | 13701557.2575 | 13701557.2575 | 2017 | 13701557.2575 | 0 | 0 | 0 | 0 | 0
[6 empty] | 2018 | 15515713.57 | 0 | 0 | 0 | 0 | 0 |  |  | 2018 | 9138973.3925 | 9138973.3925 | 9138973.3925 | 9138973.3925 | 9138973.3925 | 9138973.3925 | 9138973.3925 | 2018 | 9138973.3925 | 0 | 0 | 0 | 0 | 0 | 2018 | 6376740.1775 | 6376740.1775 | 6376740.1775 | 6376740.1775 | 6376740.1775 | 6376740.1775 | 6376740.1775 | 2018 | 6376740.1775 | 0 | 0 | 0 | 0 | 0
[6 empty] | 2019 | 10355907.15 | 0 | 0 | 0 | 0 | 0 |  |  | 2019 | 3802341.1675 | 3802341.1675 | 3802341.1675 | 3802341.1675 | 3802341.1675 | 3802341.1675 | 3802341.1675 | 2019 | 3802341.1675 | 0 | 0 | 0 | 0 | 0 | 2019 | 6553565.9825 | 6553565.9825 | 6553565.9825 | 6553565.9825 | 6553565.9825 | 6553565.9825 | 6553565.9825 | 2019 | 6553565.9825 | 0 | 0 | 0 | 0 | 0
[6 empty] | 2020 | 16689718.41 | 0 | 0 | 0 | 0 | 0 |  |  | 2020 | 6163918.9425 | 6163918.9425 | 6163918.9425 | 6163918.9425 | 6163918.9425 | 6163918.9425 | 6163918.9425 | 2020 | 6163918.9425 | 0 | 0 | 0 | 0 | 0 | 2020 | 10525799.4675 | 10525799.4675 | 10525799.4675 | 10525799.4675 | 10525799.4675 | 10525799.4675 | 10525799.4675 | 2020 | 10525799.4675 | 0 | 0 | 0 | 0 | 0
[6 empty] | 2021 | 14764015.3161 | 0 | 0 | 0 | 0 | 0 |  |  | 2021 | 10631803.2359 | 10631803.2359 | 10631803.2359 | 10631803.2359 | 10631803.2359 | 10631803.2359 | 10631803.2359 | 2021 | 10631803.2359 | 0 | 0 | 0 | 0 | 0 | 2021 | 4132212.0801 | 4132212.0801 | 4132212.0801 | 4132212.0801 | 4132212.0801 | 4132212.0801 | 4132212.0801 | 2021 | 4132212.0801 | 0 | 0 | 0 | 0 | 0
[6 empty] | 2022 | 10774285.7989 | 0 | 0 | 0 | 0 | 0 |  |  | 2022 | 3955955.7507 | 3955955.7507 | 3955955.7507 | 3955955.7507 | 3955955.7507 | 3955955.7507 | 3955955.7507 | 2022 | 3955955.7507 | 0 | 0 | 0 | 0 | 0 | 2022 | 6818330.0482 | 6818330.0482 | 6818330.0482 | 6818330.0482 | 6818330.0482 | 6818330.0482 | 6818330.0482 | 2022 | 6818330.0482 | 0 | 0 | 0 | 0 | 0
[6 empty] | 2023 | 17363983.0338 | 0 | 0 | 0 | 0 | 0 |  |  | 2023 | 6412941.2678 | 6412941.2678 | 6412941.2678 | 6412941.2678 | 6412941.2678 | 6412941.2678 | 6412941.2678 | 2023 | 6412941.2678 | 0 | 0 | 0 | 0 | 0 | 2023 | 10951041.766 | 10951041.766 | 10951041.766 | 10951041.766 | 10951041.766 | 10951041.766 | 10951041.766 | 2023 | 10951041.766 | 0 | 0 | 0 | 0 | 0
[6 empty] | 2024 | 15360481.5349 | 0 | 0 | 0 | 0 | 0 |  |  | 2024 | 11061328.0867 | 11061328.0867 | 11061328.0867 | 11061328.0867 | 11061328.0867 | 11061328.0867 | 11061328.0867 | 2024 | 11061328.0867 | 0 | 0 | 0 | 0 | 0 | 2024 | 4299153.4482 | 4299153.4482 | 4299153.4482 | 4299153.4482 | 4299153.4482 | 4299153.4482 | 4299153.4482 | 2024 | 4299153.4482 | 0 | 0 | 0 | 0 | 0
[6 empty] | 2025 | 11209566.9451 | 0 | 0 | 0 | 0 | 0 |  |  | 2025 | 4115776.363 | 4115776.363 | 4115776.363 | 4115776.363 | 4115776.363 | 4115776.363 | 4115776.363 | 2025 | 4115776.363 | 0 | 0 | 0 | 0 | 0 | 2025 | 7093790.5821 | 7093790.5821 | 7093790.5821 | 7093790.5821 | 7093790.5821 | 7093790.5821 | 7093790.5821 | 2025 | 7093790.5821 | 0 | 0 | 0 | 0 | 0
[6 empty] | 2026 | 18065487.9483 | 0 | 0 | 0 | 0 | 0 |  |  | 2026 | 6672024.095 | 6672024.095 | 6672024.095 | 6672024.095 | 6672024.095 | 6672024.095 | 6672024.095 | 2026 | 6672024.095 | 0 | 0 | 0 | 0 | 0 | 2026 | 11393463.8533 | 11393463.8533 | 11393463.8533 | 11393463.8533 | 11393463.8533 | 11393463.8533 | 11393463.8533 | 2026 | 11393463.8533 | 0 | 0 | 0 | 0 | 0
[6 empty] | 2027 | 15981044.9889 | 0 | 0 | 0 | 0 | 0 |  |  | 2027 | 11508205.7414 | 11508205.7414 | 11508205.7414 | 11508205.7414 | 11508205.7414 | 11508205.7414 | 11508205.7414 | 2027 | 11508205.7414 | 0 | 0 | 0 | 0 | 0 | 2027 | 4472839.2475 | 4472839.2475 | 4472839.2475 | 4472839.2475 | 4472839.2475 | 4472839.2475 | 4472839.2475 | 2027 | 4472839.2475 | 0 | 0 | 0 | 0 | 0
[6 empty] | 2028 | 11895682.1187 | 0 | 0 | 0 | 0 | 0 |  |  | 2028 | 4367694.8026 | 4367694.8026 | 4367694.8026 | 4367694.8026 | 4367694.8026 | 4367694.8026 | 4367694.8026 | 2028 | 4367694.8026 | 0 | 0 | 0 | 0 | 0 | 2028 | 7527987.3161 | 7527987.3161 | 7527987.3161 | 7527987.3161 | 7527987.3161 | 7527987.3161 | 7527987.3161 | 2028 | 7527987.3161 | 0 | 0 | 0 | 0 | 0
[6 empty] | 2029 | 19171240.3347 | 0 | 0 | 0 | 0 | 0 |  |  | 2029 | 7080405.3458 | 7080405.3458 | 7080405.3458 | 7080405.3458 | 7080405.3458 | 7080405.3458 | 7080405.3458 | 2029 | 7080405.3458 | 0 | 0 | 0 | 0 | 0 | 2029 | 12090834.9889 | 12090834.9889 | 12090834.9889 | 12090834.9889 | 12090834.9889 | 12090834.9889 | 12090834.9889 | 2029 | 12090834.9889 | 0 | 0 | 0 | 0 | 0
[6 empty] | 2030 | 16626679.2064 | 0 | 0 | 0 | 0 | 0 |  |  | 2030 | 11973137.2533 | 11973137.2533 | 11973137.2533 | 11973137.2533 | 11973137.2533 | 11973137.2533 | 11973137.2533 | 2030 | 11973137.2533 | 0 | 0 | 0 | 0 | 0 | 2030 | 4653541.9531 | 4653541.9531 | 4653541.9531 | 4653541.9531 | 4653541.9531 | 4653541.9531 | 4653541.9531 | 2030 | 4653541.9531 | 0 | 0 | 0 | 0 | 0
[6 empty] | 2031 | 12376267.6763 | 0 | 0 | 0 | 0 | 0 |  |  | 2031 | 4544149.6726 | 4544149.6726 | 4544149.6726 | 4544149.6726 | 4544149.6726 | 4544149.6726 | 4544149.6726 | 2031 | 4544149.6726 | 0 | 0 | 0 | 0 | 0 | 2031 | 7832118.0037 | 7832118.0037 | 7832118.0037 | 7832118.0037 | 7832118.0037 | 7832118.0037 | 7832118.0037 | 2031 | 7832118.0037 | 0 | 0 | 0 | 0 | 0
[6 empty] | 2032 | 19945758.4442 | 0 | 0 | 0 | 0 | 0 |  |  | 2032 | 7366453.7218 | 7366453.7218 | 7366453.7218 | 7366453.7218 | 7366453.7218 | 7366453.7218 | 7366453.7218 | 2032 | 7366453.7218 | 0 | 0 | 0 | 0 | 0 | 2032 | 12579304.7224 | 12579304.7224 | 12579304.7224 | 12579304.7224 | 12579304.7224 | 12579304.7224 | 12579304.7224 | 2032 | 12579304.7224 | 0 | 0 | 0 | 0 | 0
[6 empty] | 2033 | 17298397.0464 | 0 | 0 | 0 | 0 | 0 |  |  | 2033 | 12456851.9984 | 12456851.9984 | 12456851.9984 | 12456851.9984 | 12456851.9984 | 12456851.9984 | 12456851.9984 | 2033 | 12456851.9984 | 0 | 0 | 0 | 0 | 0 | 2033 | 4841545.048 | 4841545.048 | 4841545.048 | 4841545.048 | 4841545.048 | 4841545.048 | 4841545.048 | 2033 | 4841545.048 | 0 | 0 | 0 | 0 | 0
[6 empty] | 2034 | 12876268.8904 | 0 | 0 | 0 | 0 | 0 |  |  | 2034 | 4727733.3194 | 4727733.3194 | 4727733.3194 | 4727733.3194 | 4727733.3194 | 4727733.3194 | 4727733.3194 | 2034 | 4727733.3194 | 0 | 0 | 0 | 0 | 0 | 2034 | 8148535.571 | 8148535.571 | 8148535.571 | 8148535.571 | 8148535.571 | 8148535.571 | 8148535.571 | 2034 | 8148535.571 | 0 | 0 | 0 | 0 | 0
[6 empty] | 2035 | 20751567.0853 | 0 | 0 | 0 | 0 | 0 |  |  | 2035 | 7664058.4521 | 7664058.4521 | 7664058.4521 | 7664058.4521 | 7664058.4521 | 7664058.4521 | 7664058.4521 | 2035 | 7664058.4521 | 0 | 0 | 0 | 0 | 0 | 2035 | 13087508.6332 | 13087508.6332 | 13087508.6332 | 13087508.6332 | 13087508.6332 | 13087508.6332 | 13087508.6332 | 2035 | 13087508.6332 | 0 | 0 | 0 | 0 | 0
[6 empty] | 2036 | 17997252.287 | 0 | 0 | 0 | 0 | 0 |  |  | 2036 | 12960108.8191 | 12960108.8191 | 12960108.8191 | 12960108.8191 | 12960108.8191 | 12960108.8191 | 12960108.8191 | 2036 | 12960108.8191 | 0 | 0 | 0 | 0 | 0 | 2036 | 5037143.4679 | 5037143.4679 | 5037143.4679 | 5037143.4679 | 5037143.4679 | 5037143.4679 | 5037143.4679 | 2036 | 5037143.4679 | 0 | 0 | 0 | 0 | 0
[6 empty] | 2037 | 13396470.1536 | 0 | 0 | 0 | 0 | 0 |  |  | 2037 | 4918733.7455 | 4918733.7455 | 4918733.7455 | 4918733.7455 | 4918733.7455 | 4918733.7455 | 4918733.7455 | 2037 | 4918733.7455 | 0 | 0 | 0 | 0 | 0 | 2037 | 8477736.4081 | 8477736.4081 | 8477736.4081 | 8477736.4081 | 8477736.4081 | 8477736.4081 | 8477736.4081 | 2037 | 8477736.4081 | 0 | 0 | 0 | 0 | 0
[6 empty] | 2038 | 21589930.3956 | 0 | 0 | 0 | 0 | 0 |  |  | 2038 | 7973686.4136 | 7973686.4136 | 7973686.4136 | 7973686.4136 | 7973686.4136 | 7973686.4136 | 7973686.4136 | 2038 | 7973686.4136 | 0 | 0 | 0 | 0 | 0 | 2038 | 13616243.982 | 13616243.982 | 13616243.982 | 13616243.982 | 13616243.982 | 13616243.982 | 13616243.982 | 2038 | 13616243.982 | 0 | 0 | 0 | 0 | 0
[6 empty] | 2039 | 15016324.5452 | 0 | 0 | 0 | 0 | 0 |  |  | 2039 | 13483697.2154 | 13483697.2154 | 13483697.2154 | 13483697.2154 | 13483697.2154 | 13483697.2154 | 13483697.2154 | 2039 | 9775680.4812 | 0 | 0 | 0 | 0 | 0 | 2039 | 5240644.064 | 5240644.064 | 5240644.064 | 5240644.064 | 5240644.064 | 5240644.064 | 5240644.064 | 2039 | 5240644.064 | 0 | 0 | 0 | 0 | 0
[6 empty] | 2040 | 11307317.9451 | 0 | 0 | 0 | 0 | 0 |  |  | 2040 | 5117450.5888 | 5117450.5888 | 5117450.5888 | 5117450.5888 | 5117450.5888 | 5117450.5888 | 5117450.5888 | 2040 | 2487080.9862 | 0 | 0 | 0 | 0 | 0 | 2040 | 8820236.959 | 8820236.959 | 8820236.959 | 8820236.959 | 8820236.959 | 8820236.959 | 8820236.959 | 2040 | 8820236.959 | 0 | 0 | 0 | 0 | 0
[6 empty] | 2041 | 15941646.4346 | 0 | 0 | 0 | 0 | 0 |  |  | 2041 | 8295823.3447 | 8295823.3447 | 8295823.3447 | 8295823.3447 | 8295823.3447 | 8295823.3447 | 8295823.3447 | 2041 | 1775306.1958 | 0 | 0 | 0 | 0 | 0 | 2041 | 14166340.2389 | 14166340.2389 | 14166340.2389 | 14166340.2389 | 14166340.2389 | 14166340.2389 | 14166340.2389 | 2041 | 14166340.2389 | 0 | 0 | 0 | 0 | 0
[6 empty] | 2042 | 4509894.4228 | 0 | 0 | 0 | 0 | 0 |  |  | 2042 | 14028438.5829 | 14028438.5829 | 14028438.5829 | 14028438.5829 | 14028438.5829 | 14028438.5829 | 14028438.5829 | 2042 | 556929.0117 | 0 | 0 | 0 | 0 | 0 | 2042 | 5452366.0842 | 5452366.0842 | 5452366.0842 | 5452366.0842 | 5452366.0842 | 5452366.0842 | 5452366.0842 | 2042 | 3952965.4111 | 0 | 0 | 0 | 0 | 0
[6 empty] | 2043 | 4459815.2226 | 0 | 0 | 0 | 0 | 0 |  |  | 2043 | 5324195.5926 | 5324195.5926 | 5324195.5926 | 5324195.5926 | 5324195.5926 | 5324195.5926 | 5324195.5926 | 2043 | 0 | 0 | 0 | 0 | 0 | 0 | 2043 | 9176574.5321 | 9176574.5321 | 9176574.5321 | 9176574.5321 | 9176574.5321 | 9176574.5321 | 9176574.5321 | 2043 | 4459815.2226 | 0 | 0 | 0 | 0 | 0
[6 empty] | 2044 | 3154073.3223 | 0 | 0 | 0 | 0 | 0 |  |  | 2044 | 8630974.6078 | 8630974.6078 | 8630974.6078 | 8630974.6078 | 8630974.6078 | 8630974.6078 | 8630974.6078 | 2044 | 0 | 0 | 0 | 0 | 0 | 0 | 2044 | 14738660.3845 | 14738660.3845 | 14738660.3845 | 14738660.3845 | 14738660.3845 | 14738660.3845 | 14738660.3845 | 2044 | 3154073.3223 | 0 | 0 | 0 | 0 | 0
[6 empty] | 2045 | 225203.8745 | 0 | 0 | 0 | 0 | 0 |  |  | 2045 | 14595187.5016 | 14595187.5016 | 14595187.5016 | 14595187.5016 | 14595187.5016 | 14595187.5016 | 14595187.5016 | 2045 | 0 | 0 | 0 | 0 | 0 | 0 | 2045 | 5672641.674 | 5672641.674 | 5672641.674 | 5672641.674 | 5672641.674 | 5672641.674 | 5672641.674 | 2045 | 225203.8745 | 0 | 0 | 0 | 0 | 0
[6 empty] | Total | 403423252.6017 | 0 | 0 | 0 | 0 | 0
6: On-Going CapX - H2O | [44 empty] | Jones Pipeline | [6 empty] | Hybrid Cooling
[6 empty] | Year | 8 | 8A | 8B | 8C | 8D | 8E | [32 empty] | Year | 8 | 8A | 8B | 8C | 8D | 8E | Year | 8 | 8A | 8B | 8C | 8D | 8E
[6 empty] | 2017 | 600000 | [37 empty] | 2017 | 0 | 0 | 0 | 0 | 0 | 0 | 2017 | 0 | 0 | 0 | 0 | 0 | 0
[6 empty] | 2018 | 4641000 | [37 empty] | 2018 | 0 | 0 | 0 | 0 | 0 | 0 | 2018 | 0 | 0 | 0 | 0 | 0 | 0
[6 empty] | 2019 | 364000 | [37 empty] | 2019 | 0 | 0 | 0 | 0 | 0 | 0 | 2019 | 0 | 0 | 0 | 0 | 0 | 0
[6 empty] | 2020 | 371000 | [37 empty] | 2020 | 0 | 0 | 0 | 0 | 0 | 0 | 2020 | 0 | 0 | 0 | 0 | 0 | 0
[6 empty] | 2021 | 3750000 | [37 empty] | 2021 | 3750000 | 0 | 0 | 0 | 0 | 0 | 2021 | 0 | 0 | 0 | 0 | 0 | 0
[6 empty] | 2022 | 51502883 | [37 empty] | 2022 | 34000000 | 0 | 0 | 0 | 0 | 0 | 2022 | 17502883 | 0 | 0 | 0 | 0 | 0
[6 empty] | 2023 | 216075723 | [37 empty] | 2023 | 89000000 | 0 | 0 | 0 | 0 | 0 | 2023 | 127075723 | 0 | 0 | 0 | 0 | 0
[6 empty] | 2024 | 164436910 | [37 empty] | 2024 | 69250000 | 0 | 0 | 0 | 0 | 0 | 2024 | 95186910 | 0 | 0 | 0 | 0 | 0
[6 empty] | 2025 | 1867659.381 | [37 empty] | 2025 | 0 | 0 | 0 | 0 | 0 | 0 | 2025 | 0 | 0 | 0 | 0 | 0 | 0
[6 empty] | 2026 | 354000 | [37 empty] | 2026 | 0 | 0 | 0 | 0 | 0 | 0 | 2026 | 0 | 0 | 0 | 0 | 0 | 0
[6 empty] | 2027 | 0 | [37 empty] | 2027 | 0 | 0 | 0 | 0 | 0 | 0 | 2027 | 0 | 0 | 0 | 0 | 0 | 0
[6 empty] | 2028 | 0 | [37 empty] | 2028 | 0 | 0 | 0 | 0 | 0 | 0 | 2028 | 0 | 0 | 0 | 0 | 0 | 0
[6 empty] | 2029 | 0 | [37 empty] | 2029 | 0 | 0 | 0 | 0 | 0 | 0 | 2029 | 0 | 0 | 0 | 0 | 0 | 0
[6 empty] | 2030 | 0 | [37 empty] | 2030 | 0 | 0 | 0 | 0 | 0 | 0 | 2030 | 0 | 0 | 0 | 0 | 0 | 0
[6 empty] | 2031 | 0 | [37 empty] | 2031 | 0 | 0 | 0 | 0 | 0 | 0 | 2031 | 0 | 0 | 0 | 0 | 0 | 0
[6 empty] | 2032 | 0 | [37 empty] | 2032 | 0 | 0 | 0 | 0 | 0 | 0 | 2032 | 0 | 0 | 0 | 0 | 0 | 0
[6 empty] | 2033 | 0 | [37 empty] | 2033 | 0 | 0 | 0 | 0 | 0 | 0 | 2033 | 0 | 0 | 0 | 0 | 0 | 0
[6 empty] | 2034 | 0 | [37 empty] | 2034 | 0 | 0 | 0 | 0 | 0 | 0 | 2034 | 0 | 0 | 0 | 0 | 0 | 0
[6 empty] | 2035 | 0 | [37 empty] | 2035 | 0 | 0 | 0 | 0 | 0 | 0 | 2035 | 0 | 0 | 0 | 0 | 0 | 0
[6 empty] | 2036 | 0 | [37 empty] | 2036 | 0 | 0 | 0 | 0 | 0 | 0 | 2036 | 0 | 0 | 0 | 0 | 0 | 0
[6 empty] | 2037 | 0 | [37 empty] | 2037 | 0 | 0 | 0 | 0 | 0 | 0 | 2037 | 0 | 0 | 0 | 0 | 0 | 0
[6 empty] | 2038 | 0 | [37 empty] | 2038 | 0 | 0 | 0 | 0 | 0 | 0 | 2038 | 0 | 0 | 0 | 0 | 0 | 0
[6 empty] | 2039 | 0 | [37 empty] | 2039 | 0 | 0 | 0 | 0 | 0 | 0 | 2039 | 0 | 0 | 0 | 0 | 0 | 0
[6 empty] | 2040 | 0 | [37 empty] | 2040 | 0 | 0 | 0 | 0 | 0 | 0 | 2040 | 0 | 0 | 0 | 0 | 0 | 0
[6 empty] | 2041 | 0 | [37 empty] | 2041 | 0 | 0 | 0 | 0 | 0 | 0 | 2041 | 0 | 0 | 0 | 0 | 0 | 0
[6 empty] | 2042 | 0 | [37 empty] | 2042 | 0 | 0 | 0 | 0 | 0 | 0 | 2042 | 0 | 0 | 0 | 0 | 0 | 0
[6 empty] | 2043 | 0 | [37 empty] | 2043 | 0 | 0 | 0 | 0 | 0 | 0 | 2043 | 0 | 0 | 0 | 0 | 0 | 0
[6 empty] | 2044 | 0 | [37 empty] | 2044 | 0 | 0 | 0 | 0 | 0 | 0 | 2044 | 0 | 0 | 0 | 0 | 0 | 0
[6 empty] | 2045 | 0 | [37 empty] | 2045 | 0 | 0 | 0 | 0 | 0 | 0 | 2045 | 0 | 0 | 0 | 0 | 0 | 0
[6 empty] | Total | 443963175.381 | 0 | 0 | 0 | 0 | 0
7: Fixed O&M - Labor | [14 empty] | 1st Unit - Step 1 - Reduce baseline based on scenario | [7 empty] | 1st Unit - Step 1 - Single Unit Operation and Retirement | [6 empty] | 2nd Unit - Step 1 - Reduce baseline based on scenario | [7 empty] | 2nd Unit - Step 1 - Single Unit Operation and Retirement
[6 empty] | Year | 8 | 8A | 8B | 8C | 8D | 8E |  |  | Year | Baseline | 8 | 8A | 8B | 8C | 8D | 8E | Year | 8 | 8A | 8B | 8C | 8D | 8E | Year | Baseline | 8 | 8A | 8B | 8C | 8D | 8E | Year | 8 | 8A | 8B | 8C | 8D | 8E
[6 empty] | 2017 | 18063856.14 | 0 | 0 | 0 | 0 | 0 |  |  | 2017 | 5908687.3434 | A | Retired | Retired | Retired | Retired | Retired | 2017 | 5908687.3434 | 0 | 0 | 0 | 0 | 0 | 2017 | 12155168.7966 | A | Retired | Retired | Retired | Retired | Retired | 2017 | 12155168.7966 | 0 | 0 | 0 | 0 | 0
[6 empty] | 2018 | 18538569.85 | 0 | 0 | 0 | 0 | 0 |  |  | 2018 | 6063966.1979 | A | Retired | Retired | Retired | Retired | Retired | 2018 | 6063966.1979 | 0 | 0 | 0 | 0 | 0 | 2018 | 12474603.6521 | A | Retired | Retired | Retired | Retired | Retired | 2018 | 12474603.6521 | 0 | 0 | 0 | 0 | 0
[6 empty] | 2019 | 18854305.27 | 0 | 0 | 0 | 0 | 0 |  |  | 2019 | 6167243.2538 | A | Retired | Retired | Retired | Retired | Retired | 2019 | 6167243.2538 | 0 | 0 | 0 | 0 | 0 | 2019 | 12687062.0162 | A | Retired | Retired | Retired | Retired | Retired | 2019 | 12687062.0162 | 0 | 0 | 0 | 0 | 0
[6 empty] | 2020 | 19834948.31 | 0 | 0 | 0 | 0 | 0 |  |  | 2020 | 6488011.5922 | A | Retired | Retired | Retired | Retired | Retired | 2020 | 6488011.5922 | 0 | 0 | 0 | 0 | 0 | 2020 | 13346936.7178 | A | Retired | Retired | Retired | Retired | Retired | 2020 | 13346936.7178 | 0 | 0 | 0 | 0 | 0
[6 empty] | 2021 | 19947342.15 | 0 | 0 | 0 | 0 | 0 |  |  | 2021 | 6524775.6173 | A | Retired | Retired | Retired | Retired | Retired | 2021 | 6524775.6173 | 0 | 0 | 0 | 0 | 0 | 2021 | 13422566.5327 | A | Retired | Retired | Retired | Retired | Retired | 2021 | 13422566.5327 | 0 | 0 | 0 | 0 | 0
[6 empty] | 2022 | 20346288.993 | 0 | 0 | 0 | 0 | 0 |  |  | 2022 | 6655271.1296 | A | Retired | Retired | Retired | Retired | Retired | 2022 | 6655271.1296 | 0 | 0 | 0 | 0 | 0 | 2022 | 13691017.8634 | A | Retired | Retired | Retired | Retired | Retired | 2022 | 13691017.8634 | 0 | 0 | 0 | 0 | 0
[6 empty] | 2023 | 20753214.7729 | 0 | 0 | 0 | 0 | 0 |  |  | 2023 | 6788376.5522 | A | Retired | Retired | Retired | Retired | Retired | 2023 | 6788376.5522 | 0 | 0 | 0 | 0 | 0 | 2023 | 13964838.2207 | A | Retired | Retired | Retired | Retired | Retired | 2023 | 13964838.2207 | 0 | 0 | 0 | 0 | 0
[6 empty] | 2024 | 21168279.0683 | 0 | 0 | 0 | 0 | 0 |  |  | 2024 | 6924144.0832 | A | Retired | Retired | Retired | Retired | Retired | 2024 | 6924144.0832 | 0 | 0 | 0 | 0 | 0 | 2024 | 14244134.9851 | A | Retired | Retired | Retired | Retired | Retired | 2024 | 14244134.9851 | 0 | 0 | 0 | 0 | 0
[6 empty] | 2025 | 21591644.6497 | 0 | 0 | 0 | 0 | 0 |  |  | 2025 | 7062626.9649 | A | Retired | Retired | Retired | Retired | Retired | 2025 | 7062626.9649 | 0 | 0 | 0 | 0 | 0 | 2025 | 14529017.6848 | A | Retired | Retired | Retired | Retired | Retired | 2025 | 14529017.6848 | 0 | 0 | 0 | 0 | 0
[6 empty] | 2026 | 22023477.5427 | 0 | 0 | 0 | 0 | 0 |  |  | 2026 | 7203879.5042 | A | Retired | Retired | Retired | Retired | Retired | 2026 | 7203879.5042 | 0 | 0 | 0 | 0 | 0 | 2026 | 14819598.0385 | A | Retired | Retired | Retired | Retired | Retired | 2026 | 14819598.0385 | 0 | 0 | 0 | 0 | 0
[6 empty] | 2027 | 22463947.0935 | 0 | 0 | 0 | 0 | 0 |  |  | 2027 | 7347957.0943 | A | Retired | Retired | Retired | Retired | Retired | 2027 | 7347957.0943 | 0 | 0 | 0 | 0 | 0 | 2027 | 15115989.9992 | A | Retired | Retired | Retired | Retired | Retired | 2027 | 15115989.9992 | 0 | 0 | 0 | 0 | 0
[6 empty] | 2028 | 22913226.0354 | 0 | 0 | 0 | 0 | 0 |  |  | 2028 | 7494916.2362 | A | Retired | Retired | Retired | Retired | Retired | 2028 | 7494916.2362 | 0 | 0 | 0 | 0 | 0 | 2028 | 15418309.7992 | A | Retired | Retired | Retired | Retired | Retired | 2028 | 15418309.7992 | 0 | 0 | 0 | 0 | 0
[6 empty] | 2029 | 23371490.5561 | 0 | 0 | 0 | 0 | 0 |  |  | 2029 | 7644814.5609 | A | Retired | Retired | Retired | Retired | Retired | 2029 | 7644814.5609 | 0 | 0 | 0 | 0 | 0 | 2029 | 15726675.9952 | A | Retired | Retired | Retired | Retired | Retired | 2029 | 15726675.9952 | 0 | 0 | 0 | 0 | 0
[6 empty] | 2030 | 23838920.3672 | 0 | 0 | 0 | 0 | 0 |  |  | 2030 | 7797710.8521 | A | Retired | Retired | Retired | Retired | Retired | 2030 | 7797710.8521 | 0 | 0 | 0 | 0 | 0 | 2030 | 16041209.5151 | A | Retired | Retired | Retired | Retired | Retired | 2030 | 16041209.5151 | 0 | 0 | 0 | 0 | 0
[6 empty] | 2031 | 24315698.7746 | 0 | 0 | 0 | 0 | 0 |  |  | 2031 | 7953665.0692 | A | Retired | Retired | Retired | Retired | Retired | 2031 | 7953665.0692 | 0 | 0 | 0 | 0 | 0 | 2031 | 16362033.7054 | A | Retired | Retired | Retired | Retired | Retired | 2031 | 16362033.7054 | 0 | 0 | 0 | 0 | 0
[6 empty] | 2032 | 24802012.7501 | 0 | 0 | 0 | 0 | 0 |  |  | 2032 | 8112738.3705 | A | Retired | Retired | Retired | Retired | Retired | 2032 | 8112738.3705 | 0 | 0 | 0 | 0 | 0 | 2032 | 16689274.3795 | A | Retired | Retired | Retired | Retired | Retired | 2032 | 16689274.3795 | 0 | 0 | 0 | 0 | 0
[6 empty] | 2033 | 25298053.0051 | 0 | 0 | 0 | 0 | 0 |  |  | 2033 | 8274993.138 | A | Retired | Retired | Retired | Retired | Retired | 2033 | 8274993.138 | 0 | 0 | 0 | 0 | 0 | 2033 | 17023059.8671 | A | Retired | Retired | Retired | Retired | Retired | 2033 | 17023059.8671 | 0 | 0 | 0 | 0 | 0
[6 empty] | 2034 | 25804014.0652 | 0 | 0 | 0 | 0 | 0 |  |  | 2034 | 8440493.0007 | A | Retired | Retired | Retired | Retired | Retired | 2034 | 8440493.0007 | 0 | 0 | 0 | 0 | 0 | 2034 | 17363521.0645 | A | Retired | Retired | Retired | Retired | Retired | 2034 | 17363521.0645 | 0 | 0 | 0 | 0 | 0
[6 empty] | 2035 | 26320094.3465 | 0 | 0 | 0 | 0 | 0 |  |  | 2035 | 8609302.8607 | A | Retired | Retired | Retired | Retired | Retired | 2035 | 8609302.8607 | 0 | 0 | 0 | 0 | 0 | 2035 | 17710791.4857 | A | Retired | Retired | Retired | Retired | Retired | 2035 | 17710791.4857 | 0 | 0 | 0 | 0 | 0
[6 empty] | 2036 | 26846496.2334 | 0 | 0 | 0 | 0 | 0 |  |  | 2036 | 8781488.9179 | A | Retired | Retired | Retired | Retired | Retired | 2036 | 8781488.9179 | 0 | 0 | 0 | 0 | 0 | 2036 | 18065007.3155 | A | Retired | Retired | Retired | Retired | Retired | 2036 | 18065007.3155 | 0 | 0 | 0 | 0 | 0
[6 empty] | 2037 | 27383426.1581 | 0 | 0 | 0 | 0 | 0 |  |  | 2037 | 8957118.6963 | A | Retired | Retired | Retired | Retired | Retired | 2037 | 8957118.6963 | 0 | 0 | 0 | 0 | 0 | 2037 | 18426307.4618 | A | Retired | Retired | Retired | Retired | Retired | 2037 | 18426307.4618 | 0 | 0 | 0 | 0 | 0
[6 empty] | 2038 | 27931094.6812 | 0 | 0 | 0 | 0 | 0 |  |  | 2038 | 9136261.0702 | A | Retired | Retired | Retired | Retired | Retired | 2038 | 9136261.0702 | 0 | 0 | 0 | 0 | 0 | 2038 | 18794833.611 | A | Retired | Retired | Retired | Retired | Retired | 2038 | 18794833.611 | 0 | 0 | 0 | 0 | 0
[6 empty] | 2039 | 28489716.5749 | 0 | 0 | 0 | 0 | 0 |  |  | 2039 | 9318986.2916 | A | Retired | Retired | Retired | Retired | Retired | 2039 | 9318986.2916 | 0 | 0 | 0 | 0 | 0 | 2039 | 19170730.2832 | A | Retired | Retired | Retired | Retired | Retired | 2039 | 19170730.2832 | 0 | 0 | 0 | 0 | 0
[6 empty] | 2040 | 29059510.9064 | 0 | 0 | 0 | 0 | 0 |  |  | 2040 | 9505366.0175 | A | Retired | Retired | Retired | Retired | Retired | 2040 | 9505366.0175 | 0 | 0 | 0 | 0 | 0 | 2040 | 19554144.8889 | A | Retired | Retired | Retired | Retired | Retired | 2040 | 19554144.8889 | 0 | 0 | 0 | 0 | 0
[6 empty] | 2041 | 29640701.1245 | 0 | 0 | 0 | 0 | 0 |  |  | 2041 | 9695473.3378 | A | Retired | Retired | Retired | Retired | Retired | 2041 | 9695473.3378 | 0 | 0 | 0 | 0 | 0 | 2041 | 19945227.7867 | A | Retired | Retired | Retired | Retired | Retired | 2041 | 19945227.7867 | 0 | 0 | 0 | 0 | 0
[6 empty] | 2042 | 30233515.147 | 0 | 0 | 0 | 0 | 0 |  |  | 2042 | 9889382.8046 | A | Retired | Retired | Retired | Retired | Retired | 2042 | 9889382.8046 | 0 | 0 | 0 | 0 | 0 | 2042 | 20344132.3424 | A | Retired | Retired | Retired | Retired | Retired | 2042 | 20344132.3424 | 0 | 0 | 0 | 0 | 0
[6 empty] | 2043 | 20751014.9892 | 0 | 0 | 0 | 0 | 0 |  |  | 2043 | 10087170.4607 | Retired | Retired | Retired | Retired | Retired | Retired | 2043 | 0 | 0 | 0 | 0 | 0 | 0 | 2043 | 20751014.9892 | A | Retired | Retired | Retired | Retired | Retired | 2043 | 20751014.9892 | 0 | 0 | 0 | 0 | 0
[6 empty] | 2044 | 21166035.289 | 0 | 0 | 0 | 0 | 0 |  |  | 2044 | 10288913.8699 | Retired | Retired | Retired | Retired | Retired | Retired | 2044 | 0 | 0 | 0 | 0 | 0 | 0 | 2044 | 21166035.289 | A | Retired | Retired | Retired | Retired | Retired | 2044 | 21166035.289 | 0 | 0 | 0 | 0 | 0
[6 empty] | 2045 | 21589355.9948 | 0 | 0 | 0 | 0 | 0 |  |  | 2045 | 10494692.1473 | Retired | Retired | Retired | Retired | Retired | Retired | 2045 | 0 | 0 | 0 | 0 | 0 | 0 | 2045 | 21589355.9948 | A | Retired | Retired | Retired | Retired | Retired | 2045 | 21589355.9948 | 0 | 0 | 0 | 0 | 0
[6 empty] | Total | 683340250.8386 | 0 | 0 | 0 | 0 | 0
*Reduced operations percentages are contained on the "Fixed - Other" Tab
8: Fixed O&M - Other | [14 empty] | 1st Unit - Step 1 - Reduce baseline based on scenario | [7 empty] | 1st Unit - Step 2 - Single Unit Operation and Retirement | [6 empty] | 2nd Unit - Step 1 - Reduce baseline based on scenario | [7 empty] | 2nd Unit - Step 2 - Single Unit Operation and Retirement
[6 empty] | Year | 8 | 8A | 8B | 8C | 8D | 8E |  |  | Year | Baseline | 8 | 8A | 8B | 8C | 8D | 8E | Year | 8 | 8A | 8B | 8C | 8D | 8E | Year | Baseline | 8 | 8A | 8B | 8C | 8D | 8E | Year | 8 | 8A | 8B | 8C | 8D | 8E
[6 empty] | 2017 | 10696150.39 | 0 | 0 | 0 | 0 | 0 |  |  | 2017 | 4605762.3579 | 4605762.3579 | 4605762.3579 | 4605762.3579 | 4605762.3579 | 4605762.3579 | 4605762.3579 | 2017 | 4605762.3579 | 0 | 0 | 0 | 0 | 0 | 2017 | 6090388.0321 | 6090388.0321 | 6090388.0321 | 6090388.0321 | 6090388.0321 | 6090388.0321 | 6090388.0321 | 2017 | 6090388.0321 | 0 | 0 | 0 | 0 | 0
[6 empty] | 2018 | 10735593.96 | 0 | 0 | 0 | 0 | 0 |  |  | 2018 | 4622746.7592 | 4622746.7592 | 4622746.7592 | 4622746.7592 | 4622746.7592 | 4622746.7592 | 4622746.7592 | 2018 | 4622746.7592 | 0 | 0 | 0 | 0 | 0 | 2018 | 6112847.2008 | 6112847.2008 | 6112847.2008 | 6112847.2008 | 6112847.2008 | 6112847.2008 | 6112847.2008 | 2018 | 6112847.2008 | 0 | 0 | 0 | 0 | 0
[6 empty] | 2019 | 8134829.1 | 0 | 0 | 0 | 0 | 0 |  |  | 2019 | 3502857.4105 | 3502857.4105 | 3502857.4105 | 3502857.4105 | 3502857.4105 | 3502857.4105 | 3502857.4105 | 2019 | 3502857.4105 | 0 | 0 | 0 | 0 | 0 | 2019 | 4631971.6895 | 4631971.6895 | 4631971.6895 | 4631971.6895 | 4631971.6895 | 4631971.6895 | 4631971.6895 | 2019 | 4631971.6895 | 0 | 0 | 0 | 0 | 0
[6 empty] | 2020 | 10672831.8 | 0 | 0 | 0 | 0 | 0 |  |  | 2020 | 4595721.3731 | 4595721.3731 | 4595721.3731 | 4595721.3731 | 4595721.3731 | 4595721.3731 | 4595721.3731 | 2020 | 4595721.3731 | 0 | 0 | 0 | 0 | 0 | 2020 | 6077110.4269 | 6077110.4269 | 6077110.4269 | 6077110.4269 | 6077110.4269 | 6077110.4269 | 6077110.4269 | 2020 | 6077110.4269 | 0 | 0 | 0 | 0 | 0
[6 empty] | 2021 | 10192874 | 0 | 0 | 0 | 0 | 0 |  |  | 2021 | 4389051.5444 | 4389051.5444 | 4389051.5444 | 4389051.5444 | 4389051.5444 | 4389051.5444 | 4389051.5444 | 2021 | 4389051.5444 | 0 | 0 | 0 | 0 | 0 | 2021 | 5803822.4556 | 5803822.4556 | 5803822.4556 | 5803822.4556 | 5803822.4556 | 5803822.4556 | 5803822.4556 | 2021 | 5803822.4556 | 0 | 0 | 0 | 0 | 0
[6 empty] | 2022 | 10396731.48 | 0 | 0 | 0 | 0 | 0 |  |  | 2022 | 4476832.5753 | 4476832.5753 | 4476832.5753 | 4476832.5753 | 4476832.5753 | 4476832.5753 | 4476832.5753 | 2022 | 4476832.5753 | 0 | 0 | 0 | 0 | 0 | 2022 | 5919898.9047 | 5919898.9047 | 5919898.9047 | 5919898.9047 | 5919898.9047 | 5919898.9047 | 5919898.9047 | 2022 | 5919898.9047 | 0 | 0 | 0 | 0 | 0
[6 empty] | 2023 | 10604666.1096 | 0 | 0 | 0 | 0 | 0 |  |  | 2023 | 4566369.2268 | 4566369.2268 | 4566369.2268 | 4566369.2268 | 4566369.2268 | 4566369.2268 | 4566369.2268 | 2023 | 4566369.2268 | 0 | 0 | 0 | 0 | 0 | 2023 | 6038296.8828 | 6038296.8828 | 6038296.8828 | 6038296.8828 | 6038296.8828 | 6038296.8828 | 6038296.8828 | 2023 | 6038296.8828 | 0 | 0 | 0 | 0 | 0
[6 empty] | 2024 | 10816759.4318 | 0 | 0 | 0 | 0 | 0 |  |  | 2024 | 4657696.6113 | 4657696.6113 | 4657696.6113 | 4657696.6113 | 4657696.6113 | 4657696.6113 | 4657696.6113 | 2024 | 4657696.6113 | 0 | 0 | 0 | 0 | 0 | 2024 | 6159062.8205 | 6159062.8205 | 6159062.8205 | 6159062.8205 | 6159062.8205 | 6159062.8205 | 6159062.8205 | 2024 | 6159062.8205 | 0 | 0 | 0 | 0 | 0
[6 empty] | 2025 | 11033094.6204 | 0 | 0 | 0 | 0 | 0 |  |  | 2025 | 4750850.5436 | 4750850.5436 | 4750850.5436 | 4750850.5436 | 4750850.5436 | 4750850.5436 | 4750850.5436 | 2025 | 4750850.5436 | 0 | 0 | 0 | 0 | 0 | 2025 | 6282244.0769 | 6282244.0769 | 6282244.0769 | 6282244.0769 | 6282244.0769 | 6282244.0769 | 6282244.0769 | 2025 | 6282244.0769 | 0 | 0 | 0 | 0 | 0
[6 empty] | 2026 | 11253756.5128 | 0 | 0 | 0 | 0 | 0 |  |  | 2026 | 4845867.5544 | 4845867.5544 | 4845867.5544 | 4845867.5544 | 4845867.5544 | 4845867.5544 | 4845867.5544 | 2026 | 4845867.5544 | 0 | 0 | 0 | 0 | 0 | 2026 | 6407888.9584 | 6407888.9584 | 6407888.9584 | 6407888.9584 | 6407888.9584 | 6407888.9584 | 6407888.9584 | 2026 | 6407888.9584 | 0 | 0 | 0 | 0 | 0
[6 empty] | 2027 | 11478831.6431 | 0 | 0 | 0 | 0 | 0 |  |  | 2027 | 4942784.9055 | 4942784.9055 | 4942784.9055 | 4942784.9055 | 4942784.9055 | 4942784.9055 | 4942784.9055 | 2027 | 4942784.9055 | 0 | 0 | 0 | 0 | 0 | 2027 | 6536046.7376 | 6536046.7376 | 6536046.7376 | 6536046.7376 | 6536046.7376 | 6536046.7376 | 6536046.7376 | 2027 | 6536046.7376 | 0 | 0 | 0 | 0 | 0
[6 empty] | 2028 | 11708408.276 | 0 | 0 | 0 | 0 | 0 |  |  | 2028 | 5041640.6036 | 5041640.6036 | 5041640.6036 | 5041640.6036 | 5041640.6036 | 5041640.6036 | 5041640.6036 | 2028 | 5041640.6036 | 0 | 0 | 0 | 0 | 0 | 2028 | 6666767.6723 | 6666767.6723 | 6666767.6723 | 6666767.6723 | 6666767.6723 | 6666767.6723 | 6666767.6723 | 2028 | 6666767.6723 | 0 | 0 | 0 | 0 | 0
[6 empty] | 2029 | 11942576.4415 | 0 | 0 | 0 | 0 | 0 |  |  | 2029 | 5142473.4157 | 5142473.4157 | 5142473.4157 | 5142473.4157 | 5142473.4157 | 5142473.4157 | 5142473.4157 | 2029 | 5142473.4157 | 0 | 0 | 0 | 0 | 0 | 2029 | 6800103.0258 | 6800103.0258 | 6800103.0258 | 6800103.0258 | 6800103.0258 | 6800103.0258 | 6800103.0258 | 2029 | 6800103.0258 | 0 | 0 | 0 | 0 | 0
[6 empty] | 2030 | 12181427.9703 | 0 | 0 | 0 | 0 | 0 |  |  | 2030 | 5245322.884 | 5245322.884 | 5245322.884 | 5245322.884 | 5245322.884 | 5245322.884 | 5245322.884 | 2030 | 5245322.884 | 0 | 0 | 0 | 0 | 0 | 2030 | 6936105.0863 | 6936105.0863 | 6936105.0863 | 6936105.0863 | 6936105.0863 | 6936105.0863 | 6936105.0863 | 2030 | 6936105.0863 | 0 | 0 | 0 | 0 | 0
[6 empty] | 2031 | 12425056.5297 | 0 | 0 | 0 | 0 | 0 |  |  | 2031 | 5350229.3417 | 5350229.3417 | 5350229.3417 | 5350229.3417 | 5350229.3417 | 5350229.3417 | 5350229.3417 | 2031 | 5350229.3417 | 0 | 0 | 0 | 0 | 0 | 2031 | 7074827.188 | 7074827.188 | 7074827.188 | 7074827.188 | 7074827.188 | 7074827.188 | 7074827.188 | 2031 | 7074827.188 | 0 | 0 | 0 | 0 | 0
[6 empty] | 2032 | 12673557.6603 | 0 | 0 | 0 | 0 | 0 |  |  | 2032 | 5457233.9285 | 5457233.9285 | 5457233.9285 | 5457233.9285 | 5457233.9285 | 5457233.9285 | 5457233.9285 | 2032 | 5457233.9285 | 0 | 0 | 0 | 0 | 0 | 2032 | 7216323.7318 | 7216323.7318 | 7216323.7318 | 7216323.7318 | 7216323.7318 | 7216323.7318 | 7216323.7318 | 2032 | 7216323.7318 | 0 | 0 | 0 | 0 | 0
[6 empty] | 2033 | 12927028.8135 | 0 | 0 | 0 | 0 | 0 |  |  | 2033 | 5566378.6071 | 5566378.6071 | 5566378.6071 | 5566378.6071 | 5566378.6071 | 5566378.6071 | 5566378.6071 | 2033 | 5566378.6071 | 0 | 0 | 0 | 0 | 0 | 2033 | 7360650.2064 | 7360650.2064 | 7360650.2064 | 7360650.2064 | 7360650.2064 | 7360650.2064 | 7360650.2064 | 2033 | 7360650.2064 | 0 | 0 | 0 | 0 | 0
[6 empty] | 2034 | 13185569.3898 | 0 | 0 | 0 | 0 | 0 |  |  | 2034 | 5677706.1792 | 5677706.1792 | 5677706.1792 | 5677706.1792 | 5677706.1792 | 5677706.1792 | 5677706.1792 | 2034 | 5677706.1792 | 0 | 0 | 0 | 0 | 0 | 2034 | 7507863.2105 | 7507863.2105 | 7507863.2105 | 7507863.2105 | 7507863.2105 | 7507863.2105 | 7507863.2105 | 2034 | 7507863.2105 | 0 | 0 | 0 | 0 | 0
[6 empty] | 2035 | 13449280.7776 | 0 | 0 | 0 | 0 | 0 |  |  | 2035 | 5791260.3028 | 5791260.3028 | 5791260.3028 | 5791260.3028 | 5791260.3028 | 5791260.3028 | 5791260.3028 | 2035 | 5791260.3028 | 0 | 0 | 0 | 0 | 0 | 2035 | 7658020.4748 | 7658020.4748 | 7658020.4748 | 7658020.4748 | 7658020.4748 | 7658020.4748 | 7658020.4748 | 2035 | 7658020.4748 | 0 | 0 | 0 | 0 | 0
[6 empty] | 2036 | 13718266.3931 | 0 | 0 | 0 | 0 | 0 |  |  | 2036 | 5907085.5089 | 5907085.5089 | 5907085.5089 | 5907085.5089 | 5907085.5089 | 5907085.5089 | 5907085.5089 | 2036 | 5907085.5089 | 0 | 0 | 0 | 0 | 0 | 2036 | 7811180.8842 | 7811180.8842 | 7811180.8842 | 7811180.8842 | 7811180.8842 | 7811180.8842 | 7811180.8842 | 2036 | 7811180.8842 | 0 | 0 | 0 | 0 | 0
[6 empty] | 2037 | 13992631.721 | 0 | 0 | 0 | 0 | 0 |  |  | 2037 | 6025227.2191 | 6025227.2191 | 6025227.2191 | 6025227.2191 | 6025227.2191 | 6025227.2191 | 6025227.2191 | 2037 | 6025227.2191 | 0 | 0 | 0 | 0 | 0 | 2037 | 7967404.5019 | 7967404.5019 | 7967404.5019 | 7967404.5019 | 7967404.5019 | 7967404.5019 | 7967404.5019 | 2037 | 7967404.5019 | 0 | 0 | 0 | 0 | 0
[6 empty] | 2038 | 14272484.3554 | 0 | 0 | 0 | 0 | 0 |  |  | 2038 | 6145731.7634 | 6145731.7634 | 6145731.7634 | 6145731.7634 | 6145731.7634 | 6145731.7634 | 6145731.7634 | 2038 | 6145731.7634 | 0 | 0 | 0 | 0 | 0 | 2038 | 8126752.592 | 8126752.592 | 8126752.592 | 8126752.592 | 8126752.592 | 8126752.592 | 8126752.592 | 2038 | 8126752.592 | 0 | 0 | 0 | 0 | 0
[6 empty] | 2039 | 14557934.0425 | 0 | 0 | 0 | 0 | 0 |  |  | 2039 | 6268646.3987 | 6268646.3987 | 6268646.3987 | 6268646.3987 | 6268646.3987 | 6268646.3987 | 6268646.3987 | 2039 | 6268646.3987 | 0 | 0 | 0 | 0 | 0 | 2039 | 8289287.6438 | 8289287.6438 | 8289287.6438 | 8289287.6438 | 8289287.6438 | 8289287.6438 | 8289287.6438 | 2039 | 8289287.6438 | 0 | 0 | 0 | 0 | 0
[6 empty] | 2040 | 14849092.7234 | 0 | 0 | 0 | 0 | 0 |  |  | 2040 | 6394019.3267 | 6394019.3267 | 6394019.3267 | 6394019.3267 | 6394019.3267 | 6394019.3267 | 6394019.3267 | 2040 | 6394019.3267 | 0 | 0 | 0 | 0 | 0 | 2040 | 8455073.3967 | 8455073.3967 | 8455073.3967 | 8455073.3967 | 8455073.3967 | 8455073.3967 | 8455073.3967 | 2040 | 8455073.3967 | 0 | 0 | 0 | 0 | 0
[6 empty] | 2041 | 15146074.5778 | 0 | 0 | 0 | 0 | 0 |  |  | 2041 | 6521899.7132 | 6521899.7132 | 6521899.7132 | 6521899.7132 | 6521899.7132 | 6521899.7132 | 6521899.7132 | 2041 | 6521899.7132 | 0 | 0 | 0 | 0 | 0 | 2041 | 8624174.8646 | 8624174.8646 | 8624174.8646 | 8624174.8646 | 8624174.8646 | 8624174.8646 | 8624174.8646 | 2041 | 8624174.8646 | 0 | 0 | 0 | 0 | 0
[6 empty] | 2042 | 15448996.0694 | 0 | 0 | 0 | 0 | 0 |  |  | 2042 | 6652337.7075 | 6652337.7075 | 6652337.7075 | 6652337.7075 | 6652337.7075 | 6652337.7075 | 6652337.7075 | 2042 | 6652337.7075 | 0 | 0 | 0 | 0 | 0 | 2042 | 8796658.3619 | 8796658.3619 | 8796658.3619 | 8796658.3619 | 8796658.3619 | 8796658.3619 | 8796658.3619 | 2042 | 8796658.3619 | 0 | 0 | 0 | 0 | 0
[6 empty] | 2043 | 8972591.5292 | 0 | 0 | 0 | 0 | 0 |  |  | 2043 | 6785384.4616 | 6785384.4616 | 6785384.4616 | 6785384.4616 | 6785384.4616 | 6785384.4616 | 6785384.4616 | 2043 | 0 | 0 | 0 | 0 | 0 | 0 | 2043 | 8972591.5292 | 8972591.5292 | 8972591.5292 | 8972591.5292 | 8972591.5292 | 8972591.5292 | 8972591.5292 | 2043 | 8972591.5292 | 0 | 0 | 0 | 0 | 0
[6 empty] | 2044 | 9152043.3597 | 0 | 0 | 0 | 0 | 0 |  |  | 2044 | 6921092.1509 | 6921092.1509 | 6921092.1509 | 6921092.1509 | 6921092.1509 | 6921092.1509 | 6921092.1509 | 2044 | 0 | 0 | 0 | 0 | 0 | 0 | 2044 | 9152043.3597 | 9152043.3597 | 9152043.3597 | 9152043.3597 | 9152043.3597 | 9152043.3597 | 9152043.3597 | 2044 | 9152043.3597 | 0 | 0 | 0 | 0 | 0
[6 empty] | 2045 | 9335084.2269 | 0 | 0 | 0 | 0 | 0 |  |  | 2045 | 7059513.9939 | 7059513.9939 | 7059513.9939 | 7059513.9939 | 7059513.9939 | 7059513.9939 | 7059513.9939 | 2045 | 0 | 0 | 0 | 0 | 0 | 0 | 2045 | 9335084.2269 | 9335084.2269 | 9335084.2269 | 9335084.2269 | 9335084.2269 | 9335084.2269 | 9335084.2269 | 2045 | 9335084.2269 | 0 | 0 | 0 | 0 | 0
[6 empty] | Total | 345954223.9048 | 0 | 0 | 0 | 0 | 0
9: Variable O&M
[15 empty] | 1st Unit - Step 1 - Reduce baseline based on NCF | [7 empty] | 1st Unit - Step 2 - Convert MWh to Dollars | [6 empty] | 2nd Unit - Step 1 - Reduce baseline based on NCF | [7 empty] | 2nd Unit - Step 2 - Convert MWh to Dollars | [6 empty] | Increase in water costs after construction of Jones Pipeline
[6 empty] | Year | 8 | 8A | 8B | 8C | 8D | 8E |  |  | Year | Baseline | 8 | 8A | 8B | 8C | 8D | 8E | Year | 8 | 8A | 8B | 8C | 8D | 8E | Year | Baseline | 8 | 8A | 8B | 8C | 8D | 8E | Year | 8 | 8A | 8B | 8C | 8D | 8E | Year | 8 | 8A | 8B | 8C | 8D | 8E
[6 empty] | 2017 | 2076817 | 0 | 0 | 0 | 0 | 0 |  |  | 2017 | 0.26626 | 3899952 | 0 | 0 | 0 | 0 | 0 | 2017 | 1038408.5 | 0 | 0 | 0 | 0 | 0 | 2017 | 0.26626 | 3899952 | 0 | 0 | 0 | 0 | 0 | 2017 | 1038408.5 | 0 | 0 | 0 | 0 | 0 | 2017 | 0 | 0 | 0 | 0 | 0 | 0
[6 empty] | 2018 | 2179106 | 0 | 0 | 0 | 0 | 0 |  |  | 2018 | 0.27938 | 3899952 | 0 | 0 | 0 | 0 | 0 | 2018 | 1089553 | 0 | 0 | 0 | 0 | 0 | 2018 | 0.27938 | 3899952 | 0 | 0 | 0 | 0 | 0 | 2018 | 1089553 | 0 | 0 | 0 | 0 | 0 | 2018 | 0 | 0 | 0 | 0 | 0 | 0
[6 empty] | 2019 | 2812156 | 0 | 0 | 0 | 0 | 0 |  |  | 2019 | 0.36054 | 3899952 | 0 | 0 | 0 | 0 | 0 | 2019 | 1406078 | 0 | 0 | 0 | 0 | 0 | 2019 | 0.36054 | 3899952 | 0 | 0 | 0 | 0 | 0 | 2019 | 1406078 | 0 | 0 | 0 | 0 | 0 | 2019 | 0 | 0 | 0 | 0 | 0 | 0
[6 empty] | 2020 | 2901879 | 0 | 0 | 0 | 0 | 0 |  |  | 2020 | 0.37204 | 3899952 | 0 | 0 | 0 | 0 | 0 | 2020 | 1450939.5 | 0 | 0 | 0 | 0 | 0 | 2020 | 0.37204 | 3899952 | 0 | 0 | 0 | 0 | 0 | 2020 | 1450939.5 | 0 | 0 | 0 | 0 | 0 | 2020 | 0 | 0 | 0 | 0 | 0 | 0
[6 empty] | 2021 | 3014722 | 0 | 0 | 0 | 0 | 0 |  |  | 2021 | 0.38651 | 3899952 | 0 | 0 | 0 | 0 | 0 | 2021 | 1507361 | 0 | 0 | 0 | 0 | 0 | 2021 | 0.38651 | 3899952 | 0 | 0 | 0 | 0 | 0 | 2021 | 1507361 | 0 | 0 | 0 | 0 | 0 | 2021 | 0 | 0 | 0 | 0 | 0 | 0
[6 empty] | 2022 | 3075016.44 | 0 | 0 | 0 | 0 | 0 |  |  | 2022 | 0.39424 | 3899952 | 0 | 0 | 0 | 0 | 0 | 2022 | 1537508.22 | 0 | 0 | 0 | 0 | 0 | 2022 | 0.39424 | 3899952 | 0 | 0 | 0 | 0 | 0 | 2022 | 1537508.22 | 0 | 0 | 0 | 0 | 0 | 2022 | 0 | 0 | 0 | 0 | 0 | 0
[6 empty] | 2023 | 3136516.7688 | 0 | 0 | 0 | 0 | 0 |  |  | 2023 | 0.40212 | 3899952 | 0 | 0 | 0 | 0 | 0 | 2023 | 1568258.3844 | 0 | 0 | 0 | 0 | 0 | 2023 | 0.40212 | 3899952 | 0 | 0 | 0 | 0 | 0 | 2023 | 1568258.3844 | 0 | 0 | 0 | 0 | 0 | 2023 | 0 | 0 | 0 | 0 | 0 | 0
[6 empty] | 2024 | 5090493.8653 | 0 | 0 | 0 | 0 | 0 |  |  | 2024 | 0.41016 | 3899952 | 0 | 0 | 0 | 0 | 0 | 2024 | 1599623.5521 | 0 | 0 | 0 | 0 | 0 | 2024 | 0.41016 | 3899952 | 0 | 0 | 0 | 0 | 0 | 2024 | 1599623.5521 | 0 | 0 | 0 | 0 | 0 | 2024 | 1891246.7611 | 0 | 0 | 0 | 0 | 0
[6 empty] | 2025 | 5173391.275 | 0 | 0 | 0 | 0 | 0 |  |  | 2025 | 0.41837 | 3899952 | 0 | 0 | 0 | 0 | 0 | 2025 | 1631616.0231 | 0 | 0 | 0 | 0 | 0 | 2025 | 0.41837 | 3899952 | 0 | 0 | 0 | 0 | 0 | 2025 | 1631616.0231 | 0 | 0 | 0 | 0 | 0 | 2025 | 1910159.2287 | 0 | 0 | 0 | 0 | 0
[6 empty] | 2026 | 5257757.5082 | 0 | 0 | 0 | 0 | 0 |  |  | 2026 | 0.42674 | 3899952 | 0 | 0 | 0 | 0 | 0 | 2026 | 1664248.3436 | 0 | 0 | 0 | 0 | 0 | 2026 | 0.42674 | 3899952 | 0 | 0 | 0 | 0 | 0 | 2026 | 1664248.3436 | 0 | 0 | 0 | 0 | 0 | 2026 | 1929260.821 | 0 | 0 | 0 | 0 | 0
[6 empty] | 2027 | 5343620.0502 | 0 | 0 | 0 | 0 | 0 |  |  | 2027 | 0.43527 | 3899952 | 0 | 0 | 0 | 0 | 0 | 2027 | 1697533.3105 | 0 | 0 | 0 | 0 | 0 | 2027 | 0.43527 | 3899952 | 0 | 0 | 0 | 0 | 0 | 2027 | 1697533.3105 | 0 | 0 | 0 | 0 | 0 | 2027 | 1948553.4292 | 0 | 0 | 0 | 0 | 0
[6 empty] | 2028 | 5431006.9169 | 0 | 0 | 0 | 0 | 0 |  |  | 2028 | 0.44398 | 3899952 | 0 | 0 | 0 | 0 | 0 | 2028 | 1731483.9767 | 0 | 0 | 0 | 0 | 0 | 2028 | 0.44398 | 3899952 | 0 | 0 | 0 | 0 | 0 | 2028 | 1731483.9767 | 0 | 0 | 0 | 0 | 0 | 2028 | 1968038.9635 | 0 | 0 | 0 | 0 | 0
[6 empty] | 2029 | 5519946.6656 | 0 | 0 | 0 | 0 | 0 |  |  | 2029 | 0.45286 | 3899952 | 0 | 0 | 0 | 0 | 0 | 2029 | 1766113.6562 | 0 | 0 | 0 | 0 | 0 | 2029 | 0.45286 | 3899952 | 0 | 0 | 0 | 0 | 0 | 2029 | 1766113.6562 | 0 | 0 | 0 | 0 | 0 | 2029 | 1987719.3532 | 0 | 0 | 0 | 0 | 0
[6 empty] | 2030 | 5610468.4053 | 0 | 0 | 0 | 0 | 0 |  |  | 2030 | 0.46191 | 3899952 | 0 | 0 | 0 | 0 | 0 | 2030 | 1801435.9293 | 0 | 0 | 0 | 0 | 0 | 2030 | 0.46191 | 3899952 | 0 | 0 | 0 | 0 | 0 | 2030 | 1801435.9293 | 0 | 0 | 0 | 0 | 0 | 2030 | 2007596.5467 | 0 | 0 | 0 | 0 | 0
[6 empty] | 2031 | 5702601.808 | 0 | 0 | 0 | 0 | 0 |  |  | 2031 | 0.47115 | 3899952 | 0 | 0 | 0 | 0 | 0 | 2031 | 1837464.6479 | 0 | 0 | 0 | 0 | 0 | 2031 | 0.47115 | 3899952 | 0 | 0 | 0 | 0 | 0 | 2031 | 1837464.6479 | 0 | 0 | 0 | 0 | 0 | 2031 | 2027672.5122 | 0 | 0 | 0 | 0 | 0
[6 empty] | 2032 | 5796377.119 | 0 | 0 | 0 | 0 | 0 |  |  | 2032 | 0.48057 | 3899952 | 0 | 0 | 0 | 0 | 0 | 2032 | 1874213.9409 | 0 | 0 | 0 | 0 | 0 | 2032 | 0.48057 | 3899952 | 0 | 0 | 0 | 0 | 0 | 2032 | 1874213.9409 | 0 | 0 | 0 | 0 | 0 | 2032 | 2047949.2373 | 0 | 0 | 0 | 0 | 0
[6 empty] | 2033 | 5891825.169 | 0 | 0 | 0 | 0 | 0 |  |  | 2033 | 0.49019 | 3899952 | 0 | 0 | 0 | 0 | 0 | 2033 | 1911698.2197 | 0 | 0 | 0 | 0 | 0 | 2033 | 0.49019 | 3899952 | 0 | 0 | 0 | 0 | 0 | 2033 | 1911698.2197 | 0 | 0 | 0 | 0 | 0 | 2033 | 2068428.7296 | 0 | 0 | 0 | 0 | 0
[6 empty] | 2034 | 5988977.3851 | 0 | 0 | 0 | 0 | 0 |  |  | 2034 | 0.49999 | 3899952 | 0 | 0 | 0 | 0 | 0 | 2034 | 1949932.1841 | 0 | 0 | 0 | 0 | 0 | 2034 | 0.49999 | 3899952 | 0 | 0 | 0 | 0 | 0 | 2034 | 1949932.1841 | 0 | 0 | 0 | 0 | 0 | 2034 | 2089113.0169 | 0 | 0 | 0 | 0 | 0
[6 empty] | 2035 | 6087865.8026 | 0 | 0 | 0 | 0 | 0 |  |  | 2035 | 0.50999 | 3899952 | 0 | 0 | 0 | 0 | 0 | 2035 | 1988930.8278 | 0 | 0 | 0 | 0 | 0 | 2035 | 0.50999 | 3899952 | 0 | 0 | 0 | 0 | 0 | 2035 | 1988930.8278 | 0 | 0 | 0 | 0 | 0 | 2035 | 2110004.1471 | 0 | 0 | 0 | 0 | 0
[6 empty] | 2036 | 6188523.0772 | 0 | 0 | 0 | 0 | 0 |  |  | 2036 | 0.52019 | 3899952 | 0 | 0 | 0 | 0 | 0 | 2036 | 2028709.4443 | 0 | 0 | 0 | 0 | 0 | 2036 | 0.52019 | 3899952 | 0 | 0 | 0 | 0 | 0 | 2036 | 2028709.4443 | 0 | 0 | 0 | 0 | 0 | 2036 | 2131104.1886 | 0 | 0 | 0 | 0 | 0
[6 empty] | 2037 | 6290982.4969 | 0 | 0 | 0 | 0 | 0 |  |  | 2037 | 0.53059 | 3899952 | 0 | 0 | 0 | 0 | 0 | 2037 | 2069283.6332 | 0 | 0 | 0 | 0 | 0 | 2037 | 0.53059 | 3899952 | 0 | 0 | 0 | 0 | 0 | 2037 | 2069283.6332 | 0 | 0 | 0 | 0 | 0 | 2037 | 2152415.2305 | 0 | 0 | 0 | 0 | 0
[6 empty] | 2038 | 6395277.9945 | 0 | 0 | 0 | 0 | 0 |  |  | 2038 | 0.5412 | 3899952 | 0 | 0 | 0 | 0 | 0 | 2038 | 2110669.3059 | 0 | 0 | 0 | 0 | 0 | 2038 | 0.5412 | 3899952 | 0 | 0 | 0 | 0 | 0 | 2038 | 2110669.3059 | 0 | 0 | 0 | 0 | 0 | 2038 | 2173939.3828 | 0 | 0 | 0 | 0 | 0
[6 empty] | 2039 | 6501444.1606 | 0 | 0 | 0 | 0 | 0 |  |  | 2039 | 0.55203 | 3899952 | 0 | 0 | 0 | 0 | 0 | 2039 | 2152882.692 | 0 | 0 | 0 | 0 | 0 | 2039 | 0.55203 | 3899952 | 0 | 0 | 0 | 0 | 0 | 2039 | 2152882.692 | 0 | 0 | 0 | 0 | 0 | 2039 | 2195678.7766 | 0 | 0 | 0 | 0 | 0
[6 empty] | 2040 | 6609516.256 | 0 | 0 | 0 | 0 | 0 |  |  | 2040 | 0.56307 | 3899952 | 0 | 0 | 0 | 0 | 0 | 2040 | 2195940.3458 | 0 | 0 | 0 | 0 | 0 | 2040 | 0.56307 | 3899952 | 0 | 0 | 0 | 0 | 0 | 2040 | 2195940.3458 | 0 | 0 | 0 | 0 | 0 | 2040 | 2217635.5644 | 0 | 0 | 0 | 0 | 0
[6 empty] | 2041 | 6719530.2255 | 0 | 0 | 0 | 0 | 0 |  |  | 2041 | 0.57433 | 3899952 | 0 | 0 | 0 | 0 | 0 | 2041 | 2239859.1527 | 0 | 0 | 0 | 0 | 0 | 2041 | 0.57433 | 3899952 | 0 | 0 | 0 | 0 | 0 | 2041 | 2239859.1527 | 0 | 0 | 0 | 0 | 0 | 2041 | 2239811.92 | 0 | 0 | 0 | 0 | 0
[6 empty] | 2042 | 6831522.7108 | 0 | 0 | 0 | 0 | 0 |  |  | 2042 | 0.58582 | 3899952 | 0 | 0 | 0 | 0 | 0 | 2042 | 2284656.3358 | 0 | 0 | 0 | 0 | 0 | 2042 | 0.58582 | 3899952 | 0 | 0 | 0 | 0 | 0 | 2042 | 2284656.3358 | 0 | 0 | 0 | 0 | 0 | 2042 | 2262210.0392 | 0 | 0 | 0 | 0 | 0
[6 empty] | 2043 | 4615181.6021 | 0 | 0 | 0 | 0 | 0 |  |  | 2043 | 0.59753 | 0 | 0 | 0 | 0 | 0 | 0 | 2043 | 0 | 0 | 0 | 0 | 0 | 0 | 2043 | 0.59753 | 3899952 | 0 | 0 | 0 | 0 | 0 | 2043 | 2330349.4625 | 0 | 0 | 0 | 0 | 0 | 2043 | 2284832.1396 | 0 | 0 | 0 | 0 | 0
[6 empty] | 2044 | 4684636.9128 | 0 | 0 | 0 | 0 | 0 |  |  | 2044 | 0.60948 | 0 | 0 | 0 | 0 | 0 | 0 | 2044 | 0 | 0 | 0 | 0 | 0 | 0 | 2044 | 0.60948 | 3899952 | 0 | 0 | 0 | 0 | 0 | 2044 | 2376956.4518 | 0 | 0 | 0 | 0 | 0 | 2044 | 2307680.461 | 0 | 0 | 0 | 0 | 0
[6 empty] | 2045 | 4755252.8464 | 0 | 0 | 0 | 0 | 0 |  |  | 2045 | 0.62167 | 0 | 0 | 0 | 0 | 0 | 0 | 2045 | 0 | 0 | 0 | 0 | 0 | 0 | 2045 | 0.62167 | 3899952 | 0 | 0 | 0 | 0 | 0 | 2045 | 2424495.5808 | 0 | 0 | 0 | 0 | 0 | 2045 | 2330757.2656 | 0 | 0 | 0 | 0 | 0
[6 empty] | Total | 145682413.4619 | 0 | 0 | 0 | 0 | 0

## Scenario 9
CALCULATIONS ONLY >>>>>>>>>
1: Scenario Information
[6 empty] | Capacity Factor |  | Derated CT |  | Annual MWh |  | Derated Annual MWh
ID: | Scenario Type |  |  |  |  | Unit 1 | Unit 2 | Unit 1 | Unit 2 | Unit 1 | Unit 2 | Unit 1 | Unit 2
9 | Business As Usual |  |  |  |  | 84% | 84% | 84% | 84% | 3899952 | 3899952 | 3899952 | 3899952
2: Sensitivity Information
[9 empty] | *Leave blank if N/A |  | *Do not delete
|  | Pipeline |  | Hybrid Cooling |  |  | Retirement Date |  | Reduced Operations |  | Reduced Operations
ID: | Scenario Description | Yes/No | COD | Yes/No | COD | Water Option | Unit 1 | Unit 2 | Unit 1 | Unit 2 | Unit 1 | Unit 2
9
9A | Jones Pipeline with Jones historic CF | Yes | 2020 | No |  | Scenario 9A | 2026 | 2026 |  |  | 2026 | 2026
9B | Jones Pipeline with Jones recent CF | Yes | 2020 | No |  | Scenario 9B | 2027 | 2027 |  |  | 2027 | 2027
9C | Jones Pipeline with future CF | Yes | 2020 | No |  | Scenario 9C | 2032 | 2032 |  |  | 2032 | 2032
9D | Jones Pipeline with alt Jones future CF | Yes | 2020 | No |  | Scenario 9D | 2029 | 2029 |  |  | 2029 | 2029
9E | Jones Pipeline with alt Jones future CF | Yes | 2020 | No |  | Scenario 9E | 2031 | 2031 |  |  | 2031 | 2031
3: On-Going CapX - Managed Decline
Index
| Business As Usual |  |  |  |  | 9
| Managed Decline |  |  |  |  | Percentage
| 4 Years before end of Operation |  |  |  |  | 72.5%
| 3 Years before end of Operation |  |  |  |  | 48.6%
| 2 Years before end of Operation |  |  |  |  | 21.4%
| Year of Retirement |  |  |  |  | 3.97%
4: Fixed O&M Labor Reduction (single unit operation calculated with retirment dates)
| Increase contract labor after O&M Labor Reduction |  |  |  |  | 10%
5: On-Going CapX - Calculations | [14 empty] | 1st Unit - Step 1 - Reduce baseline based on scenario | [7 empty] | 1st Unit - Step 2 - Managed decline and retirement adjustments | [6 empty] | 2nd Unit - Step 1 - Reduce baseline based on scenario | [7 empty] | 2nd Unit - Step 2 - Managed decline and retirement adjustments
[6 empty] | Year | 9 | 9A | 9B | 9C | 9D | 9E |  |  | Year | Baseline | 9 | 9A | 9B | 9C | 9D | 9E | Year | 9 | 9A | 9B | 9C | 9D | 9E | Year | Baseline | 9 | 9A | 9B | 9C | 9D | 9E | Year | 9 | 9A | 9B | 9C | 9D | 9E
[6 empty] | 2017 | 0 | 18803258.5 | 18803258.5 | 18803258.5 | 18803258.5 | 18803258.5 |  |  | 2017 | 5101701.2425 | 5101701.2425 | 5101701.2425 | 5101701.2425 | 5101701.2425 | 5101701.2425 | 5101701.2425 | 2017 | 0 | 5101701.2425 | 5101701.2425 | 5101701.2425 | 5101701.2425 | 5101701.2425 | 2017 | 13701557.2575 | 13701557.2575 | 13701557.2575 | 13701557.2575 | 13701557.2575 | 13701557.2575 | 13701557.2575 | 2017 | 0 | 13701557.2575 | 13701557.2575 | 13701557.2575 | 13701557.2575 | 13701557.2575
[6 empty] | 2018 | 0 | 15515713.57 | 15515713.57 | 15515713.57 | 15515713.57 | 15515713.57 |  |  | 2018 | 9138973.3925 | 9138973.3925 | 9138973.3925 | 9138973.3925 | 9138973.3925 | 9138973.3925 | 9138973.3925 | 2018 | 0 | 9138973.3925 | 9138973.3925 | 9138973.3925 | 9138973.3925 | 9138973.3925 | 2018 | 6376740.1775 | 6376740.1775 | 6376740.1775 | 6376740.1775 | 6376740.1775 | 6376740.1775 | 6376740.1775 | 2018 | 0 | 6376740.1775 | 6376740.1775 | 6376740.1775 | 6376740.1775 | 6376740.1775
[6 empty] | 2019 | 0 | 10355907.15 | 10355907.15 | 10355907.15 | 10355907.15 | 10355907.15 |  |  | 2019 | 3802341.1675 | 3802341.1675 | 3802341.1675 | 3802341.1675 | 3802341.1675 | 3802341.1675 | 3802341.1675 | 2019 | 0 | 3802341.1675 | 3802341.1675 | 3802341.1675 | 3802341.1675 | 3802341.1675 | 2019 | 6553565.9825 | 6553565.9825 | 6553565.9825 | 6553565.9825 | 6553565.9825 | 6553565.9825 | 6553565.9825 | 2019 | 0 | 6553565.9825 | 6553565.9825 | 6553565.9825 | 6553565.9825 | 6553565.9825
[6 empty] | 2020 | 0 | 16689718.41 | 16689718.41 | 16689718.41 | 16689718.41 | 16689718.41 |  |  | 2020 | 6163918.9425 | 6163918.9425 | 6163918.9425 | 6163918.9425 | 6163918.9425 | 6163918.9425 | 6163918.9425 | 2020 | 0 | 6163918.9425 | 6163918.9425 | 6163918.9425 | 6163918.9425 | 6163918.9425 | 2020 | 10525799.4675 | 10525799.4675 | 10525799.4675 | 10525799.4675 | 10525799.4675 | 10525799.4675 | 10525799.4675 | 2020 | 0 | 10525799.4675 | 10525799.4675 | 10525799.4675 | 10525799.4675 | 10525799.4675
[6 empty] | 2021 | 0 | 14764015.3161 | 14764015.3161 | 14764015.3161 | 14764015.3161 | 14764015.3161 |  |  | 2021 | 10631803.2359 | 10631803.2359 | 10631803.2359 | 10631803.2359 | 10631803.2359 | 10631803.2359 | 10631803.2359 | 2021 | 0 | 10631803.2359 | 10631803.2359 | 10631803.2359 | 10631803.2359 | 10631803.2359 | 2021 | 4132212.0801 | 4132212.0801 | 4132212.0801 | 4132212.0801 | 4132212.0801 | 4132212.0801 | 4132212.0801 | 2021 | 0 | 4132212.0801 | 4132212.0801 | 4132212.0801 | 4132212.0801 | 4132212.0801
[6 empty] | 2022 | 0 | 10774285.7989 | 10774285.7989 | 10774285.7989 | 10774285.7989 | 10774285.7989 |  |  | 2022 | 3955955.7507 | 3955955.7507 | 3955955.7507 | 3955955.7507 | 3955955.7507 | 3955955.7507 | 3955955.7507 | 2022 | 0 | 3955955.7507 | 3955955.7507 | 3955955.7507 | 3955955.7507 | 3955955.7507 | 2022 | 6818330.0482 | 6818330.0482 | 6818330.0482 | 6818330.0482 | 6818330.0482 | 6818330.0482 | 6818330.0482 | 2022 | 0 | 6818330.0482 | 6818330.0482 | 6818330.0482 | 6818330.0482 | 6818330.0482
[6 empty] | 2023 | 0 | 12588887.6995 | 17363983.0338 | 17363983.0338 | 17363983.0338 | 17363983.0338 |  |  | 2023 | 6412941.2678 | 6412941.2678 | 6412941.2678 | 6412941.2678 | 6412941.2678 | 6412941.2678 | 6412941.2678 | 2023 | 0 | 4649382.4191 | 6412941.2678 | 6412941.2678 | 6412941.2678 | 6412941.2678 | 2023 | 10951041.766 | 10951041.766 | 10951041.766 | 10951041.766 | 10951041.766 | 10951041.766 | 10951041.766 | 2023 | 0 | 7939505.2803 | 10951041.766 | 10951041.766 | 10951041.766 | 10951041.766
[6 empty] | 2024 | 0 | 7465194.0259 | 11136349.1128 | 15360481.5349 | 15360481.5349 | 15360481.5349 |  |  | 2024 | 11061328.0867 | 11061328.0867 | 11061328.0867 | 11061328.0867 | 11061328.0867 | 11061328.0867 | 11061328.0867 | 2024 | 0 | 5375805.4501 | 8019462.8628 | 11061328.0867 | 11061328.0867 | 11061328.0867 | 2024 | 4299153.4482 | 4299153.4482 | 4299153.4482 | 4299153.4482 | 4299153.4482 | 4299153.4482 | 4299153.4482 | 2024 | 0 | 2089388.5758 | 3116886.2499 | 4299153.4482 | 4299153.4482 | 4299153.4482
[6 empty] | 2025 | 0 | 2398847.3263 | 5447849.5353 | 11209566.9451 | 11209566.9451 | 11209566.9451 |  |  | 2025 | 4115776.363 | 4115776.363 | 4115776.363 | 4115776.363 | 4115776.363 | 4115776.363 | 4115776.363 | 2025 | 0 | 880776.1417 | 2000267.3124 | 4115776.363 | 4115776.363 | 4115776.363 | 2025 | 7093790.5821 | 7093790.5821 | 7093790.5821 | 7093790.5821 | 7093790.5821 | 7093790.5821 | 7093790.5821 | 2025 | 0 | 1518071.1846 | 3447582.2229 | 7093790.5821 | 7093790.5821 | 7093790.5821
[6 empty] | 2026 | 0 | 717199.8715 | 3866014.4209 | 18065487.9483 | 13097478.7625 | 18065487.9483 |  |  | 2026 | 6672024.095 | 6672024.095 | 6672024.095 | 6672024.095 | 6672024.095 | 6672024.095 | 6672024.095 | 2026 | 0 | 264879.3566 | 1427813.1563 | 6672024.095 | 4837217.4689 | 6672024.095 | 2026 | 11393463.8533 | 11393463.8533 | 11393463.8533 | 11393463.8533 | 11393463.8533 | 11393463.8533 | 11393463.8533 | 2026 | 0 | 452320.515 | 2438201.2646 | 11393463.8533 | 8260261.2937 | 11393463.8533
[6 empty] | 2027 | 0 | 0 | 634447.4861 | 15981044.9889 | 7766787.8646 | 15981044.9889 |  |  | 2027 | 11508205.7414 | 11508205.7414 | 11508205.7414 | 11508205.7414 | 11508205.7414 | 11508205.7414 | 11508205.7414 | 2027 | 0 | 0 | 456875.7679 | 11508205.7414 | 5592987.9903 | 11508205.7414 | 2027 | 4472839.2475 | 4472839.2475 | 4472839.2475 | 4472839.2475 | 4472839.2475 | 4472839.2475 | 4472839.2475 | 2027 | 0 | 0 | 177571.7181 | 4472839.2475 | 2173799.8743 | 4472839.2475
[6 empty] | 2028 | 0 | 0 | 0 | 11895682.1187 | 2545675.9734 | 8624369.5361 |  |  | 2028 | 4367694.8026 | 4367694.8026 | 4367694.8026 | 4367694.8026 | 4367694.8026 | 4367694.8026 | 4367694.8026 | 2028 | 0 | 0 | 0 | 4367694.8026 | 934686.6878 | 3166578.7319 | 2028 | 7527987.3161 | 7527987.3161 | 7527987.3161 | 7527987.3161 | 7527987.3161 | 7527987.3161 | 7527987.3161 | 2028 | 0 | 0 | 0 | 7527987.3161 | 1610989.2856 | 5457790.8042
[6 empty] | 2029 | 0 | 0 | 0 | 13899149.2426 | 761098.2413 | 9317222.8026 |  |  | 2029 | 7080405.3458 | 7080405.3458 | 7080405.3458 | 7080405.3458 | 7080405.3458 | 7080405.3458 | 7080405.3458 | 2029 | 0 | 0 | 0 | 5133293.8757 | 281092.0922 | 3441076.9981 | 2029 | 12090834.9889 | 12090834.9889 | 12090834.9889 | 12090834.9889 | 12090834.9889 | 12090834.9889 | 12090834.9889 | 2029 | 0 | 0 | 0 | 8765855.3669 | 480006.1491 | 5876145.8046
[6 empty] | 2030 | 0 | 0 | 0 | 8080566.0943 | 0 | 3558109.3502 |  |  | 2030 | 11973137.2533 | 11973137.2533 | 11973137.2533 | 11973137.2533 | 11973137.2533 | 11973137.2533 | 11973137.2533 | 2030 | 0 | 0 | 0 | 5818944.7051 | 0 | 2562251.3722 | 2030 | 4653541.9531 | 4653541.9531 | 4653541.9531 | 4653541.9531 | 4653541.9531 | 4653541.9531 | 4653541.9531 | 2030 | 0 | 0 | 0 | 2261621.3892 | 0 | 995857.978
[6 empty] | 2031 | 0 | 0 | 0 | 2648521.2827 | 0 | 491337.8267 |  |  | 2031 | 4544149.6726 | 4544149.6726 | 4544149.6726 | 4544149.6726 | 4544149.6726 | 4544149.6726 | 4544149.6726 | 2031 | 0 | 0 | 0 | 972448.0299 | 0 | 180402.742 | 2031 | 7832118.0037 | 7832118.0037 | 7832118.0037 | 7832118.0037 | 7832118.0037 | 7832118.0037 | 7832118.0037 | 2031 | 0 | 0 | 0 | 1676073.2528 | 0 | 310935.0847
[6 empty] | 2032 | 0 | 0 | 0 | 791846.6102 | 0 | 0 |  |  | 2032 | 7366453.7218 | 7366453.7218 | 7366453.7218 | 7366453.7218 | 7366453.7218 | 7366453.7218 | 7366453.7218 | 2032 | 0 | 0 | 0 | 292448.2128 | 0 | 0 | 2032 | 12579304.7224 | 12579304.7224 | 12579304.7224 | 12579304.7224 | 12579304.7224 | 12579304.7224 | 12579304.7224 | 2032 | 0 | 0 | 0 | 499398.3975 | 0 | 0
[6 empty] | 2033 | 0 | 0 | 0 | 0 | 0 | 0 |  |  | 2033 | 12456851.9984 | 12456851.9984 | 12456851.9984 | 12456851.9984 | 12456851.9984 | 12456851.9984 | 12456851.9984 | 2033 | 0 | 0 | 0 | 0 | 0 | 0 | 2033 | 4841545.048 | 4841545.048 | 4841545.048 | 4841545.048 | 4841545.048 | 4841545.048 | 4841545.048 | 2033 | 0 | 0 | 0 | 0 | 0 | 0
[6 empty] | 2034 | 0 | 0 | 0 | 0 | 0 | 0 |  |  | 2034 | 4727733.3194 | 4727733.3194 | 4727733.3194 | 4727733.3194 | 4727733.3194 | 4727733.3194 | 4727733.3194 | 2034 | 0 | 0 | 0 | 0 | 0 | 0 | 2034 | 8148535.571 | 8148535.571 | 8148535.571 | 8148535.571 | 8148535.571 | 8148535.571 | 8148535.571 | 2034 | 0 | 0 | 0 | 0 | 0 | 0
[6 empty] | 2035 | 0 | 0 | 0 | 0 | 0 | 0 |  |  | 2035 | 7664058.4521 | 7664058.4521 | 7664058.4521 | 7664058.4521 | 7664058.4521 | 7664058.4521 | 7664058.4521 | 2035 | 0 | 0 | 0 | 0 | 0 | 0 | 2035 | 13087508.6332 | 13087508.6332 | 13087508.6332 | 13087508.6332 | 13087508.6332 | 13087508.6332 | 13087508.6332 | 2035 | 0 | 0 | 0 | 0 | 0 | 0
[6 empty] | 2036 | 0 | 0 | 0 | 0 | 0 | 0 |  |  | 2036 | 12960108.8191 | 12960108.8191 | 12960108.8191 | 12960108.8191 | 12960108.8191 | 12960108.8191 | 12960108.8191 | 2036 | 0 | 0 | 0 | 0 | 0 | 0 | 2036 | 5037143.4679 | 5037143.4679 | 5037143.4679 | 5037143.4679 | 5037143.4679 | 5037143.4679 | 5037143.4679 | 2036 | 0 | 0 | 0 | 0 | 0 | 0
[6 empty] | 2037 | 0 | 0 | 0 | 0 | 0 | 0 |  |  | 2037 | 4918733.7455 | 4918733.7455 | 4918733.7455 | 4918733.7455 | 4918733.7455 | 4918733.7455 | 4918733.7455 | 2037 | 0 | 0 | 0 | 0 | 0 | 0 | 2037 | 8477736.4081 | 8477736.4081 | 8477736.4081 | 8477736.4081 | 8477736.4081 | 8477736.4081 | 8477736.4081 | 2037 | 0 | 0 | 0 | 0 | 0 | 0
[6 empty] | 2038 | 0 | 0 | 0 | 0 | 0 | 0 |  |  | 2038 | 7973686.4136 | 7973686.4136 | 7973686.4136 | 7973686.4136 | 7973686.4136 | 7973686.4136 | 7973686.4136 | 2038 | 0 | 0 | 0 | 0 | 0 | 0 | 2038 | 13616243.982 | 13616243.982 | 13616243.982 | 13616243.982 | 13616243.982 | 13616243.982 | 13616243.982 | 2038 | 0 | 0 | 0 | 0 | 0 | 0
[6 empty] | 2039 | 0 | 0 | 0 | 0 | 0 | 0 |  |  | 2039 | 13483697.2154 | 13483697.2154 | 13483697.2154 | 13483697.2154 | 13483697.2154 | 13483697.2154 | 13483697.2154 | 2039 | 0 | 0 | 0 | 0 | 0 | 0 | 2039 | 5240644.064 | 5240644.064 | 5240644.064 | 5240644.064 | 5240644.064 | 5240644.064 | 5240644.064 | 2039 | 0 | 0 | 0 | 0 | 0 | 0
[6 empty] | 2040 | 0 | 0 | 0 | 0 | 0 | 0 |  |  | 2040 | 5117450.5888 | 5117450.5888 | 5117450.5888 | 5117450.5888 | 5117450.5888 | 5117450.5888 | 5117450.5888 | 2040 | 0 | 0 | 0 | 0 | 0 | 0 | 2040 | 8820236.959 | 8820236.959 | 8820236.959 | 8820236.959 | 8820236.959 | 8820236.959 | 8820236.959 | 2040 | 0 | 0 | 0 | 0 | 0 | 0
[6 empty] | 2041 | 0 | 0 | 0 | 0 | 0 | 0 |  |  | 2041 | 8295823.3447 | 8295823.3447 | 8295823.3447 | 8295823.3447 | 8295823.3447 | 8295823.3447 | 8295823.3447 | 2041 | 0 | 0 | 0 | 0 | 0 | 0 | 2041 | 14166340.2389 | 14166340.2389 | 14166340.2389 | 14166340.2389 | 14166340.2389 | 14166340.2389 | 14166340.2389 | 2041 | 0 | 0 | 0 | 0 | 0 | 0
[6 empty] | 2042 | 0 | 0 | 0 | 0 | 0 | 0 |  |  | 2042 | 14028438.5829 | 14028438.5829 | 14028438.5829 | 14028438.5829 | 14028438.5829 | 14028438.5829 | 14028438.5829 | 2042 | 0 | 0 | 0 | 0 | 0 | 0 | 2042 | 5452366.0842 | 5452366.0842 | 5452366.0842 | 5452366.0842 | 5452366.0842 | 5452366.0842 | 5452366.0842 | 2042 | 0 | 0 | 0 | 0 | 0 | 0
[6 empty] | 2043 | 0 | 0 | 0 | 0 | 0 | 0 |  |  | 2043 | 5324195.5926 | 5324195.5926 | 5324195.5926 | 5324195.5926 | 5324195.5926 | 5324195.5926 | 5324195.5926 | 2043 | 0 | 0 | 0 | 0 | 0 | 0 | 2043 | 9176574.5321 | 9176574.5321 | 9176574.5321 | 9176574.5321 | 9176574.5321 | 9176574.5321 | 9176574.5321 | 2043 | 0 | 0 | 0 | 0 | 0 | 0
[6 empty] | 2044 | 0 | 0 | 0 | 0 | 0 | 0 |  |  | 2044 | 8630974.6078 | 8630974.6078 | 8630974.6078 | 8630974.6078 | 8630974.6078 | 8630974.6078 | 8630974.6078 | 2044 | 0 | 0 | 0 | 0 | 0 | 0 | 2044 | 14738660.3845 | 14738660.3845 | 14738660.3845 | 14738660.3845 | 14738660.3845 | 14738660.3845 | 14738660.3845 | 2044 | 0 | 0 | 0 | 0 | 0 | 0
[6 empty] | 2045 | 0 | 0 | 0 | 0 | 0 | 0 |  |  | 2045 | 14595187.5016 | 14595187.5016 | 14595187.5016 | 14595187.5016 | 14595187.5016 | 14595187.5016 | 14595187.5016 | 2045 | 0 | 0 | 0 | 0 | 0 | 0 | 2045 | 5672641.674 | 5672641.674 | 5672641.674 | 5672641.674 | 5672641.674 | 5672641.674 | 5672641.674 | 2045 | 0 | 0 | 0 | 0 | 0 | 0
[6 empty] | Total | 0 | 110073027.6682 | 125351542.3338 | 202199228.5445 | 155007971.1005 | 186874502.7115
6: On-Going CapX - H2O | [44 empty] | Jones Pipeline | [6 empty] | Hybrid Cooling
[6 empty] | Year | 9 | 9A | 9B | 9C | 9D | 9E | [32 empty] | Year | 9 | 9A | 9B | 9C | 9D | 9E | Year | 9 | 9A | 9B | 9C | 9D | 9E
[6 empty] | 2017 |  | 4350000 | 4350000 | 4350000 | 4350000 | 4350000 | [32 empty] | 2017 | 0 | 3750000 | 3750000 | 3750000 | 3750000 | 3750000 | 2017 | 0 | 0 | 0 | 0 | 0 | 0
[6 empty] | 2018 |  | 38641000 | 38641000 | 38641000 | 38641000 | 38641000 | [32 empty] | 2018 | 0 | 34000000 | 34000000 | 34000000 | 34000000 | 34000000 | 2018 | 0 | 0 | 0 | 0 | 0 | 0
[6 empty] | 2019 |  | 89728000 | 89728000 | 89728000 | 89728000 | 89728000 | [32 empty] | 2019 | 0 | 89000000 | 89000000 | 89000000 | 89000000 | 89000000 | 2019 | 0 | 0 | 0 | 0 | 0 | 0
[6 empty] | 2020 |  | 71265208 | 71265208 | 71265208 | 71265208 | 71265208 | [32 empty] | 2020 | 0 | 69250000 | 69250000 | 69250000 | 69250000 | 69250000 | 2020 | 0 | 0 | 0 | 0 | 0 | 0
[6 empty] | 2021 |  | 648000 | 648000 | 648000 | 648000 | 648000 | [32 empty] | 2021 | 0 | 0 | 0 | 0 | 0 | 0 | 2021 | 0 | 0 | 0 | 0 | 0 | 0
[6 empty] | 2022 |  | 990000 | 990000 | 990000 | 990000 | 990000 | [32 empty] | 2022 | 0 | 0 | 0 | 0 | 0 | 0 | 2022 | 0 | 0 | 0 | 0 | 0 | 0
[6 empty] | 2023 |  | 5004027.8626 | 5004027.8626 | 5004027.8626 | 5004027.8626 | 5004027.8626 | [32 empty] | 2023 | 0 | 0 | 0 | 0 | 0 | 0 | 2023 | 0 | 0 | 0 | 0 | 0 | 0
[6 empty] | 2024 |  | 684000 | 855000 | 855000 | 855000 | 855000 | [32 empty] | 2024 | 0 | 0 | 0 | 0 | 0 | 0 | 2024 | 0 | 0 | 0 | 0 | 0 | 0
[6 empty] | 2025 |  | 348000 | 1224995.6286 | 1224995.6286 | 1224995.6286 | 1224995.6286 | [32 empty] | 2025 | 0 | 0 | 0 | 0 | 0 | 0 | 2025 | 0 | 0 | 0 | 0 | 0 | 0
[6 empty] | 2026 |  | 177000 | 708000 | 708000 | 708000 | 708000 | [32 empty] | 2026 | 0 | 0 | 0 | 0 | 0 | 0 | 2026 | 0 | 0 | 0 | 0 | 0 | 0
[6 empty] | 2027 |  | 911396.652 | 1041497.21 | 1041497.21 | 1041497.21 | 1041497.21 | [32 empty] | 2027 | 0 | 0 | 0 | 0 | 0 | 0 | 2027 | 0 | 0 | 0 | 0 | 0 | 0
[6 empty] | 2028 |  | 0 | 732000 | 439200 | 732000 | 732000 | [32 empty] | 2028 | 0 | 0 | 0 | 0 | 0 | 0 | 2028 | 0 | 0 | 0 | 0 | 0 | 0
[6 empty] | 2029 |  | 0 | 953696.7178 | 297600 | 953696.7178 | 953696.7178 | [32 empty] | 2029 | 0 | 0 | 0 | 0 | 0 | 0 | 2029 | 0 | 0 | 0 | 0 | 0 | 0
[6 empty] | 2030 |  | 0 | 1424642.6522 | 0 | 302400 | 302400 | [32 empty] | 2030 | 0 | 0 | 0 | 0 | 0 | 0 | 2030 | 0 | 0 | 0 | 0 | 0 | 0
[6 empty] | 2031 |  | 0 | 307200 | 0 | 153600 | 153600 | [32 empty] | 2031 | 0 | 0 | 0 | 0 | 0 | 0 | 2031 | 0 | 0 | 0 | 0 | 0 | 0
[6 empty] | 2032 |  | 0 | 156000 | 0 | 0 | 0 | [32 empty] | 2032 | 0 | 0 | 0 | 0 | 0 | 0 | 2032 | 0 | 0 | 0 | 0 | 0 | 0
[6 empty] | 2033 |  | 0 | 0 | 0 | 0 | 0 | [32 empty] | 2033 | 0 | 0 | 0 | 0 | 0 | 0 | 2033 | 0 | 0 | 0 | 0 | 0 | 0
[6 empty] | 2034 |  | 0 | 0 | 0 | 0 | 0 | [32 empty] | 2034 | 0 | 0 | 0 | 0 | 0 | 0 | 2034 | 0 | 0 | 0 | 0 | 0 | 0
[6 empty] | 2035 |  | 0 | 0 | 0 | 0 | 0 | [32 empty] | 2035 | 0 | 0 | 0 | 0 | 0 | 0 | 2035 | 0 | 0 | 0 | 0 | 0 | 0
[6 empty] | 2036 |  | 0 | 0 | 0 | 0 | 0 | [32 empty] | 2036 | 0 | 0 | 0 | 0 | 0 | 0 | 2036 | 0 | 0 | 0 | 0 | 0 | 0
[6 empty] | 2037 |  | 0 | 0 | 0 | 0 | 0 | [32 empty] | 2037 | 0 | 0 | 0 | 0 | 0 | 0 | 2037 | 0 | 0 | 0 | 0 | 0 | 0
[6 empty] | 2038 |  | 0 | 0 | 0 | 0 | 0 | [32 empty] | 2038 | 0 | 0 | 0 | 0 | 0 | 0 | 2038 | 0 | 0 | 0 | 0 | 0 | 0
[6 empty] | 2039 |  | 0 | 0 | 0 | 0 | 0 | [32 empty] | 2039 | 0 | 0 | 0 | 0 | 0 | 0 | 2039 | 0 | 0 | 0 | 0 | 0 | 0
[6 empty] | 2040 |  | 0 | 0 | 0 | 0 | 0 | [32 empty] | 2040 | 0 | 0 | 0 | 0 | 0 | 0 | 2040 | 0 | 0 | 0 | 0 | 0 | 0
[6 empty] | 2041 |  | 0 | 0 | 0 | 0 | 0 | [32 empty] | 2041 | 0 | 0 | 0 | 0 | 0 | 0 | 2041 | 0 | 0 | 0 | 0 | 0 | 0
[6 empty] | 2042 |  | 0 | 0 | 0 | 0 | 0 | [32 empty] | 2042 | 0 | 0 | 0 | 0 | 0 | 0 | 2042 | 0 | 0 | 0 | 0 | 0 | 0
[6 empty] | 2043 |  | 0 | 0 | 0 | 0 | 0 | [32 empty] | 2043 | 0 | 0 | 0 | 0 | 0 | 0 | 2043 | 0 | 0 | 0 | 0 | 0 | 0
[6 empty] | 2044 |  | 0 | 0 | 0 | 0 | 0 | [32 empty] | 2044 | 0 | 0 | 0 | 0 | 0 | 0 | 2044 | 0 | 0 | 0 | 0 | 0 | 0
[6 empty] | 2045 |  | 0 | 0 | 0 | 0 | 0 | [32 empty] | 2045 | 0 | 0 | 0 | 0 | 0 | 0 | 2045 | 0 | 0 | 0 | 0 | 0 | 0
[6 empty] | Total | 0 | 212746632.5146 | 218029268.0712 | 215192528.7012 | 216597425.419 | 216597425.419
7: Fixed O&M - Labor | [14 empty] | 1st Unit - Step 1 - Reduce baseline based on scenario | [7 empty] | 1st Unit - Step 1 - Single Unit Operation and Retirement | [6 empty] | 2nd Unit - Step 1 - Reduce baseline based on scenario | [7 empty] | 2nd Unit - Step 1 - Single Unit Operation and Retirement
[6 empty] | Year | 9 | 9A | 9B | 9C | 9D | 9E |  |  | Year | Baseline | 9 | 9A | 9B | 9C | 9D | 9E | Year | 9 | 9A | 9B | 9C | 9D | 9E | Year | Baseline | 9 | 9A | 9B | 9C | 9D | 9E | Year | 9 | 9A | 9B | 9C | 9D | 9E
[6 empty] | 2017 | 0 | 18063856.14 | 18063856.14 | 18063856.14 | 18063856.14 | 18063856.14 |  |  | 2017 | 5908687.3434 | Retired | A | A | A | A | A | 2017 | 0 | 5908687.3434 | 5908687.3434 | 5908687.3434 | 5908687.3434 | 5908687.3434 | 2017 | 12155168.7966 | Retired | A | A | A | A | A | 2017 | 0 | 12155168.7966 | 12155168.7966 | 12155168.7966 | 12155168.7966 | 12155168.7966
[6 empty] | 2018 | 0 | 18538569.85 | 18538569.85 | 18538569.85 | 18538569.85 | 18538569.85 |  |  | 2018 | 6063966.1979 | Retired | A | A | A | A | A | 2018 | 0 | 6063966.1979 | 6063966.1979 | 6063966.1979 | 6063966.1979 | 6063966.1979 | 2018 | 12474603.6521 | Retired | A | A | A | A | A | 2018 | 0 | 12474603.6521 | 12474603.6521 | 12474603.6521 | 12474603.6521 | 12474603.6521
[6 empty] | 2019 | 0 | 18854305.27 | 18854305.27 | 18854305.27 | 18854305.27 | 18854305.27 |  |  | 2019 | 6167243.2538 | Retired | A | A | A | A | A | 2019 | 0 | 6167243.2538 | 6167243.2538 | 6167243.2538 | 6167243.2538 | 6167243.2538 | 2019 | 12687062.0162 | Retired | A | A | A | A | A | 2019 | 0 | 12687062.0162 | 12687062.0162 | 12687062.0162 | 12687062.0162 | 12687062.0162
[6 empty] | 2020 | 0 | 19834948.31 | 19834948.31 | 19834948.31 | 19834948.31 | 19834948.31 |  |  | 2020 | 6488011.5922 | Retired | A | A | A | A | A | 2020 | 0 | 6488011.5922 | 6488011.5922 | 6488011.5922 | 6488011.5922 | 6488011.5922 | 2020 | 13346936.7178 | Retired | A | A | A | A | A | 2020 | 0 | 13346936.7178 | 13346936.7178 | 13346936.7178 | 13346936.7178 | 13346936.7178
[6 empty] | 2021 | 0 | 19947342.15 | 19947342.15 | 19947342.15 | 19947342.15 | 19947342.15 |  |  | 2021 | 6524775.6173 | Retired | A | A | A | A | A | 2021 | 0 | 6524775.6173 | 6524775.6173 | 6524775.6173 | 6524775.6173 | 6524775.6173 | 2021 | 13422566.5327 | Retired | A | A | A | A | A | 2021 | 0 | 13422566.5327 | 13422566.5327 | 13422566.5327 | 13422566.5327 | 13422566.5327
[6 empty] | 2022 | 0 | 20346288.993 | 20346288.993 | 20346288.993 | 20346288.993 | 20346288.993 |  |  | 2022 | 6655271.1296 | Retired | A | A | A | A | A | 2022 | 0 | 6655271.1296 | 6655271.1296 | 6655271.1296 | 6655271.1296 | 6655271.1296 | 2022 | 13691017.8634 | Retired | A | A | A | A | A | 2022 | 0 | 13691017.8634 | 13691017.8634 | 13691017.8634 | 13691017.8634 | 13691017.8634
[6 empty] | 2023 | 0 | 20753214.7729 | 20753214.7729 | 20753214.7729 | 20753214.7729 | 20753214.7729 |  |  | 2023 | 6788376.5522 | Retired | A | A | A | A | A | 2023 | 0 | 6788376.5522 | 6788376.5522 | 6788376.5522 | 6788376.5522 | 6788376.5522 | 2023 | 13964838.2207 | Retired | A | A | A | A | A | 2023 | 0 | 13964838.2207 | 13964838.2207 | 13964838.2207 | 13964838.2207 | 13964838.2207
[6 empty] | 2024 | 0 | 21168279.0683 | 21168279.0683 | 21168279.0683 | 21168279.0683 | 21168279.0683 |  |  | 2024 | 6924144.0832 | Retired | A | A | A | A | A | 2024 | 0 | 6924144.0832 | 6924144.0832 | 6924144.0832 | 6924144.0832 | 6924144.0832 | 2024 | 14244134.9851 | Retired | A | A | A | A | A | 2024 | 0 | 14244134.9851 | 14244134.9851 | 14244134.9851 | 14244134.9851 | 14244134.9851
[6 empty] | 2025 | 0 | 21591644.6497 | 21591644.6497 | 21591644.6497 | 21591644.6497 | 21591644.6497 |  |  | 2025 | 7062626.9649 | Retired | A | A | A | A | A | 2025 | 0 | 7062626.9649 | 7062626.9649 | 7062626.9649 | 7062626.9649 | 7062626.9649 | 2025 | 14529017.6848 | Retired | A | A | A | A | A | 2025 | 0 | 14529017.6848 | 14529017.6848 | 14529017.6848 | 14529017.6848 | 14529017.6848
[6 empty] | 2026 | 0 | 22023477.5427 | 22023477.5427 | 22023477.5427 | 22023477.5427 | 22023477.5427 |  |  | 2026 | 7203879.5042 | Retired | A | A | A | A | A | 2026 | 0 | 7203879.5042 | 7203879.5042 | 7203879.5042 | 7203879.5042 | 7203879.5042 | 2026 | 14819598.0385 | Retired | A | A | A | A | A | 2026 | 0 | 14819598.0385 | 14819598.0385 | 14819598.0385 | 14819598.0385 | 14819598.0385
[6 empty] | 2027 | 0 | 0 | 22463947.0935 | 22463947.0935 | 22463947.0935 | 22463947.0935 |  |  | 2027 | 7347957.0943 | Retired | Retired | A | A | A | A | 2027 | 0 | 0 | 7347957.0943 | 7347957.0943 | 7347957.0943 | 7347957.0943 | 2027 | 15115989.9992 | Retired | Retired | A | A | A | A | 2027 | 0 | 0 | 15115989.9992 | 15115989.9992 | 15115989.9992 | 15115989.9992
[6 empty] | 2028 | 0 | 0 | 0 | 22913226.0354 | 22913226.0354 | 22913226.0354 |  |  | 2028 | 7494916.2362 | Retired | Retired | Retired | A | A | A | 2028 | 0 | 0 | 0 | 7494916.2362 | 7494916.2362 | 7494916.2362 | 2028 | 15418309.7992 | Retired | Retired | Retired | A | A | A | 2028 | 0 | 0 | 0 | 15418309.7992 | 15418309.7992 | 15418309.7992
[6 empty] | 2029 | 0 | 0 | 0 | 23371490.5561 | 23371490.5561 | 23371490.5561 |  |  | 2029 | 7644814.5609 | Retired | Retired | Retired | A | A | A | 2029 | 0 | 0 | 0 | 7644814.5609 | 7644814.5609 | 7644814.5609 | 2029 | 15726675.9952 | Retired | Retired | Retired | A | A | A | 2029 | 0 | 0 | 0 | 15726675.9952 | 15726675.9952 | 15726675.9952
[6 empty] | 2030 | 0 | 0 | 0 | 23838920.3672 | 0 | 23838920.3672 |  |  | 2030 | 7797710.8521 | Retired | Retired | Retired | A | Retired | A | 2030 | 0 | 0 | 0 | 7797710.8521 | 0 | 7797710.8521 | 2030 | 16041209.5151 | Retired | Retired | Retired | A | Retired | A | 2030 | 0 | 0 | 0 | 16041209.5151 | 0 | 16041209.5151
[6 empty] | 2031 | 0 | 0 | 0 | 24315698.7746 | 0 | 24315698.7746 |  |  | 2031 | 7953665.0692 | Retired | Retired | Retired | A | Retired | A | 2031 | 0 | 0 | 0 | 7953665.0692 | 0 | 7953665.0692 | 2031 | 16362033.7054 | Retired | Retired | Retired | A | Retired | A | 2031 | 0 | 0 | 0 | 16362033.7054 | 0 | 16362033.7054
[6 empty] | 2032 | 0 | 0 | 0 | 24802012.7501 | 0 | 0 |  |  | 2032 | 8112738.3705 | Retired | Retired | Retired | A | Retired | Retired | 2032 | 0 | 0 | 0 | 8112738.3705 | 0 | 0 | 2032 | 16689274.3795 | Retired | Retired | Retired | A | Retired | Retired | 2032 | 0 | 0 | 0 | 16689274.3795 | 0 | 0
[6 empty] | 2033 | 0 | 0 | 0 | 0 | 0 | 0 |  |  | 2033 | 8274993.138 | Retired | Retired | Retired | Retired | Retired | Retired | 2033 | 0 | 0 | 0 | 0 | 0 | 0 | 2033 | 17023059.8671 | Retired | Retired | Retired | Retired | Retired | Retired | 2033 | 0 | 0 | 0 | 0 | 0 | 0
[6 empty] | 2034 | 0 | 0 | 0 | 0 | 0 | 0 |  |  | 2034 | 8440493.0007 | Retired | Retired | Retired | Retired | Retired | Retired | 2034 | 0 | 0 | 0 | 0 | 0 | 0 | 2034 | 17363521.0645 | Retired | Retired | Retired | Retired | Retired | Retired | 2034 | 0 | 0 | 0 | 0 | 0 | 0
[6 empty] | 2035 | 0 | 0 | 0 | 0 | 0 | 0 |  |  | 2035 | 8609302.8607 | Retired | Retired | Retired | Retired | Retired | Retired | 2035 | 0 | 0 | 0 | 0 | 0 | 0 | 2035 | 17710791.4857 | Retired | Retired | Retired | Retired | Retired | Retired | 2035 | 0 | 0 | 0 | 0 | 0 | 0
[6 empty] | 2036 | 0 | 0 | 0 | 0 | 0 | 0 |  |  | 2036 | 8781488.9179 | Retired | Retired | Retired | Retired | Retired | Retired | 2036 | 0 | 0 | 0 | 0 | 0 | 0 | 2036 | 18065007.3155 | Retired | Retired | Retired | Retired | Retired | Retired | 2036 | 0 | 0 | 0 | 0 | 0 | 0
[6 empty] | 2037 | 0 | 0 | 0 | 0 | 0 | 0 |  |  | 2037 | 8957118.6963 | Retired | Retired | Retired | Retired | Retired | Retired | 2037 | 0 | 0 | 0 | 0 | 0 | 0 | 2037 | 18426307.4618 | Retired | Retired | Retired | Retired | Retired | Retired | 2037 | 0 | 0 | 0 | 0 | 0 | 0
[6 empty] | 2038 | 0 | 0 | 0 | 0 | 0 | 0 |  |  | 2038 | 9136261.0702 | Retired | Retired | Retired | Retired | Retired | Retired | 2038 | 0 | 0 | 0 | 0 | 0 | 0 | 2038 | 18794833.611 | Retired | Retired | Retired | Retired | Retired | Retired | 2038 | 0 | 0 | 0 | 0 | 0 | 0
[6 empty] | 2039 | 0 | 0 | 0 | 0 | 0 | 0 |  |  | 2039 | 9318986.2916 | Retired | Retired | Retired | Retired | Retired | Retired | 2039 | 0 | 0 | 0 | 0 | 0 | 0 | 2039 | 19170730.2832 | Retired | Retired | Retired | Retired | Retired | Retired | 2039 | 0 | 0 | 0 | 0 | 0 | 0
[6 empty] | 2040 | 0 | 0 | 0 | 0 | 0 | 0 |  |  | 2040 | 9505366.0175 | Retired | Retired | Retired | Retired | Retired | Retired | 2040 | 0 | 0 | 0 | 0 | 0 | 0 | 2040 | 19554144.8889 | Retired | Retired | Retired | Retired | Retired | Retired | 2040 | 0 | 0 | 0 | 0 | 0 | 0
[6 empty] | 2041 | 0 | 0 | 0 | 0 | 0 | 0 |  |  | 2041 | 9695473.3378 | Retired | Retired | Retired | Retired | Retired | Retired | 2041 | 0 | 0 | 0 | 0 | 0 | 0 | 2041 | 19945227.7867 | Retired | Retired | Retired | Retired | Retired | Retired | 2041 | 0 | 0 | 0 | 0 | 0 | 0
[6 empty] | 2042 | 0 | 0 | 0 | 0 | 0 | 0 |  |  | 2042 | 9889382.8046 | Retired | Retired | Retired | Retired | Retired | Retired | 2042 | 0 | 0 | 0 | 0 | 0 | 0 | 2042 | 20344132.3424 | Retired | Retired | Retired | Retired | Retired | Retired | 2042 | 0 | 0 | 0 | 0 | 0 | 0
[6 empty] | 2043 | 0 | 0 | 0 | 0 | 0 | 0 |  |  | 2043 | 10087170.4607 | Retired | Retired | Retired | Retired | Retired | Retired | 2043 | 0 | 0 | 0 | 0 | 0 | 0 | 2043 | 20751014.9892 | Retired | Retired | Retired | Retired | Retired | Retired | 2043 | 0 | 0 | 0 | 0 | 0 | 0
[6 empty] | 2044 | 0 | 0 | 0 | 0 | 0 | 0 |  |  | 2044 | 10288913.8699 | Retired | Retired | Retired | Retired | Retired | Retired | 2044 | 0 | 0 | 0 | 0 | 0 | 0 | 2044 | 21166035.289 | Retired | Retired | Retired | Retired | Retired | Retired | 2044 | 0 | 0 | 0 | 0 | 0 | 0
[6 empty] | 2045 | 0 | 0 | 0 | 0 | 0 | 0 |  |  | 2045 | 10494692.1473 | Retired | Retired | Retired | Retired | Retired | Retired | 2045 | 0 | 0 | 0 | 0 | 0 | 0 | 2045 | 21589355.9948 | Retired | Retired | Retired | Retired | Retired | Retired | 2045 | 0 | 0 | 0 | 0 | 0 | 0
[6 empty] | Total | 0 | 201121926.7465 | 223585873.8401 | 342827222.3235 | 269870590.4316 | 318025209.5734
*Reduced operations percentages are contained on the "Fixed - Other" Tab
8: Fixed O&M - Other | [14 empty] | 1st Unit - Step 1 - Reduce baseline based on scenario | [7 empty] | 1st Unit - Step 2 - Single Unit Operation and Retirement | [6 empty] | 2nd Unit - Step 1 - Reduce baseline based on scenario | [7 empty] | 2nd Unit - Step 2 - Single Unit Operation and Retirement
[6 empty] | Year | 9 | 9A | 9B | 9C | 9D | 9E |  |  | Year | Baseline | 9 | 9A | 9B | 9C | 9D | 9E | Year | 9 | 9A | 9B | 9C | 9D | 9E | Year | Baseline | 9 | 9A | 9B | 9C | 9D | 9E | Year | 9 | 9A | 9B | 9C | 9D | 9E
[6 empty] | 2017 | 0 | 10696150.39 | 10696150.39 | 10696150.39 | 10696150.39 | 10696150.39 |  |  | 2017 | 4605762.3579 | 4605762.3579 | 4605762.3579 | 4605762.3579 | 4605762.3579 | 4605762.3579 | 4605762.3579 | 2017 | 0 | 4605762.3579 | 4605762.3579 | 4605762.3579 | 4605762.3579 | 4605762.3579 | 2017 | 6090388.0321 | 6090388.0321 | 6090388.0321 | 6090388.0321 | 6090388.0321 | 6090388.0321 | 6090388.0321 | 2017 | 0 | 6090388.0321 | 6090388.0321 | 6090388.0321 | 6090388.0321 | 6090388.0321
[6 empty] | 2018 | 0 | 10735593.96 | 10735593.96 | 10735593.96 | 10735593.96 | 10735593.96 |  |  | 2018 | 4622746.7592 | 4622746.7592 | 4622746.7592 | 4622746.7592 | 4622746.7592 | 4622746.7592 | 4622746.7592 | 2018 | 0 | 4622746.7592 | 4622746.7592 | 4622746.7592 | 4622746.7592 | 4622746.7592 | 2018 | 6112847.2008 | 6112847.2008 | 6112847.2008 | 6112847.2008 | 6112847.2008 | 6112847.2008 | 6112847.2008 | 2018 | 0 | 6112847.2008 | 6112847.2008 | 6112847.2008 | 6112847.2008 | 6112847.2008
[6 empty] | 2019 | 0 | 8134829.1 | 8134829.1 | 8134829.1 | 8134829.1 | 8134829.1 |  |  | 2019 | 3502857.4105 | 3502857.4105 | 3502857.4105 | 3502857.4105 | 3502857.4105 | 3502857.4105 | 3502857.4105 | 2019 | 0 | 3502857.4105 | 3502857.4105 | 3502857.4105 | 3502857.4105 | 3502857.4105 | 2019 | 4631971.6895 | 4631971.6895 | 4631971.6895 | 4631971.6895 | 4631971.6895 | 4631971.6895 | 4631971.6895 | 2019 | 0 | 4631971.6895 | 4631971.6895 | 4631971.6895 | 4631971.6895 | 4631971.6895
[6 empty] | 2020 | 0 | 10672831.8 | 10672831.8 | 10672831.8 | 10672831.8 | 10672831.8 |  |  | 2020 | 4595721.3731 | 4595721.3731 | 4595721.3731 | 4595721.3731 | 4595721.3731 | 4595721.3731 | 4595721.3731 | 2020 | 0 | 4595721.3731 | 4595721.3731 | 4595721.3731 | 4595721.3731 | 4595721.3731 | 2020 | 6077110.4269 | 6077110.4269 | 6077110.4269 | 6077110.4269 | 6077110.4269 | 6077110.4269 | 6077110.4269 | 2020 | 0 | 6077110.4269 | 6077110.4269 | 6077110.4269 | 6077110.4269 | 6077110.4269
[6 empty] | 2021 | 0 | 10192874 | 10192874 | 10192874 | 10192874 | 10192874 |  |  | 2021 | 4389051.5444 | 4389051.5444 | 4389051.5444 | 4389051.5444 | 4389051.5444 | 4389051.5444 | 4389051.5444 | 2021 | 0 | 4389051.5444 | 4389051.5444 | 4389051.5444 | 4389051.5444 | 4389051.5444 | 2021 | 5803822.4556 | 5803822.4556 | 5803822.4556 | 5803822.4556 | 5803822.4556 | 5803822.4556 | 5803822.4556 | 2021 | 0 | 5803822.4556 | 5803822.4556 | 5803822.4556 | 5803822.4556 | 5803822.4556
[6 empty] | 2022 | 0 | 10396731.48 | 10396731.48 | 10396731.48 | 10396731.48 | 10396731.48 |  |  | 2022 | 4476832.5753 | 4476832.5753 | 4476832.5753 | 4476832.5753 | 4476832.5753 | 4476832.5753 | 4476832.5753 | 2022 | 0 | 4476832.5753 | 4476832.5753 | 4476832.5753 | 4476832.5753 | 4476832.5753 | 2022 | 5919898.9047 | 5919898.9047 | 5919898.9047 | 5919898.9047 | 5919898.9047 | 5919898.9047 | 5919898.9047 | 2022 | 0 | 5919898.9047 | 5919898.9047 | 5919898.9047 | 5919898.9047 | 5919898.9047
[6 empty] | 2023 | 0 | 10604666.1096 | 10604666.1096 | 10604666.1096 | 10604666.1096 | 10604666.1096 |  |  | 2023 | 4566369.2268 | 4566369.2268 | 4566369.2268 | 4566369.2268 | 4566369.2268 | 4566369.2268 | 4566369.2268 | 2023 | 0 | 4566369.2268 | 4566369.2268 | 4566369.2268 | 4566369.2268 | 4566369.2268 | 2023 | 6038296.8828 | 6038296.8828 | 6038296.8828 | 6038296.8828 | 6038296.8828 | 6038296.8828 | 6038296.8828 | 2023 | 0 | 6038296.8828 | 6038296.8828 | 6038296.8828 | 6038296.8828 | 6038296.8828
[6 empty] | 2024 | 0 | 10816759.4318 | 10816759.4318 | 10816759.4318 | 10816759.4318 | 10816759.4318 |  |  | 2024 | 4657696.6113 | 4657696.6113 | 4657696.6113 | 4657696.6113 | 4657696.6113 | 4657696.6113 | 4657696.6113 | 2024 | 0 | 4657696.6113 | 4657696.6113 | 4657696.6113 | 4657696.6113 | 4657696.6113 | 2024 | 6159062.8205 | 6159062.8205 | 6159062.8205 | 6159062.8205 | 6159062.8205 | 6159062.8205 | 6159062.8205 | 2024 | 0 | 6159062.8205 | 6159062.8205 | 6159062.8205 | 6159062.8205 | 6159062.8205
[6 empty] | 2025 | 0 | 11033094.6204 | 11033094.6204 | 11033094.6204 | 11033094.6204 | 11033094.6204 |  |  | 2025 | 4750850.5436 | 4750850.5436 | 4750850.5436 | 4750850.5436 | 4750850.5436 | 4750850.5436 | 4750850.5436 | 2025 | 0 | 4750850.5436 | 4750850.5436 | 4750850.5436 | 4750850.5436 | 4750850.5436 | 2025 | 6282244.0769 | 6282244.0769 | 6282244.0769 | 6282244.0769 | 6282244.0769 | 6282244.0769 | 6282244.0769 | 2025 | 0 | 6282244.0769 | 6282244.0769 | 6282244.0769 | 6282244.0769 | 6282244.0769
[6 empty] | 2026 | 0 | 11253756.5128 | 11253756.5128 | 11253756.5128 | 11253756.5128 | 11253756.5128 |  |  | 2026 | 4845867.5544 | 4845867.5544 | 4845867.5544 | 4845867.5544 | 4845867.5544 | 4845867.5544 | 4845867.5544 | 2026 | 0 | 4845867.5544 | 4845867.5544 | 4845867.5544 | 4845867.5544 | 4845867.5544 | 2026 | 6407888.9584 | 6407888.9584 | 6407888.9584 | 6407888.9584 | 6407888.9584 | 6407888.9584 | 6407888.9584 | 2026 | 0 | 6407888.9584 | 6407888.9584 | 6407888.9584 | 6407888.9584 | 6407888.9584
[6 empty] | 2027 | 0 | 0 | 11478831.6431 | 11478831.6431 | 11478831.6431 | 11478831.6431 |  |  | 2027 | 4942784.9055 | 4942784.9055 | 4942784.9055 | 4942784.9055 | 4942784.9055 | 4942784.9055 | 4942784.9055 | 2027 | 0 | 0 | 4942784.9055 | 4942784.9055 | 4942784.9055 | 4942784.9055 | 2027 | 6536046.7376 | 6536046.7376 | 6536046.7376 | 6536046.7376 | 6536046.7376 | 6536046.7376 | 6536046.7376 | 2027 | 0 | 0 | 6536046.7376 | 6536046.7376 | 6536046.7376 | 6536046.7376
[6 empty] | 2028 | 0 | 0 | 0 | 11708408.276 | 11708408.276 | 11708408.276 |  |  | 2028 | 5041640.6036 | 5041640.6036 | 5041640.6036 | 5041640.6036 | 5041640.6036 | 5041640.6036 | 5041640.6036 | 2028 | 0 | 0 | 0 | 5041640.6036 | 5041640.6036 | 5041640.6036 | 2028 | 6666767.6723 | 6666767.6723 | 6666767.6723 | 6666767.6723 | 6666767.6723 | 6666767.6723 | 6666767.6723 | 2028 | 0 | 0 | 0 | 6666767.6723 | 6666767.6723 | 6666767.6723
[6 empty] | 2029 | 0 | 0 | 0 | 11942576.4415 | 11942576.4415 | 11942576.4415 |  |  | 2029 | 5142473.4157 | 5142473.4157 | 5142473.4157 | 5142473.4157 | 5142473.4157 | 5142473.4157 | 5142473.4157 | 2029 | 0 | 0 | 0 | 5142473.4157 | 5142473.4157 | 5142473.4157 | 2029 | 6800103.0258 | 6800103.0258 | 6800103.0258 | 6800103.0258 | 6800103.0258 | 6800103.0258 | 6800103.0258 | 2029 | 0 | 0 | 0 | 6800103.0258 | 6800103.0258 | 6800103.0258
[6 empty] | 2030 | 0 | 0 | 0 | 12181427.9703 | 0 | 12181427.9703 |  |  | 2030 | 5245322.884 | 5245322.884 | 5245322.884 | 5245322.884 | 5245322.884 | 5245322.884 | 5245322.884 | 2030 | 0 | 0 | 0 | 5245322.884 | 0 | 5245322.884 | 2030 | 6936105.0863 | 6936105.0863 | 6936105.0863 | 6936105.0863 | 6936105.0863 | 6936105.0863 | 6936105.0863 | 2030 | 0 | 0 | 0 | 6936105.0863 | 0 | 6936105.0863
[6 empty] | 2031 | 0 | 0 | 0 | 12425056.5297 | 0 | 12425056.5297 |  |  | 2031 | 5350229.3417 | 5350229.3417 | 5350229.3417 | 5350229.3417 | 5350229.3417 | 5350229.3417 | 5350229.3417 | 2031 | 0 | 0 | 0 | 5350229.3417 | 0 | 5350229.3417 | 2031 | 7074827.188 | 7074827.188 | 7074827.188 | 7074827.188 | 7074827.188 | 7074827.188 | 7074827.188 | 2031 | 0 | 0 | 0 | 7074827.188 | 0 | 7074827.188
[6 empty] | 2032 | 0 | 0 | 0 | 12673557.6603 | 0 | 0 |  |  | 2032 | 5457233.9285 | 5457233.9285 | 5457233.9285 | 5457233.9285 | 5457233.9285 | 5457233.9285 | 5457233.9285 | 2032 | 0 | 0 | 0 | 5457233.9285 | 0 | 0 | 2032 | 7216323.7318 | 7216323.7318 | 7216323.7318 | 7216323.7318 | 7216323.7318 | 7216323.7318 | 7216323.7318 | 2032 | 0 | 0 | 0 | 7216323.7318 | 0 | 0
[6 empty] | 2033 | 0 | 0 | 0 | 0 | 0 | 0 |  |  | 2033 | 5566378.6071 | 5566378.6071 | 5566378.6071 | 5566378.6071 | 5566378.6071 | 5566378.6071 | 5566378.6071 | 2033 | 0 | 0 | 0 | 0 | 0 | 0 | 2033 | 7360650.2064 | 7360650.2064 | 7360650.2064 | 7360650.2064 | 7360650.2064 | 7360650.2064 | 7360650.2064 | 2033 | 0 | 0 | 0 | 0 | 0 | 0
[6 empty] | 2034 | 0 | 0 | 0 | 0 | 0 | 0 |  |  | 2034 | 5677706.1792 | 5677706.1792 | 5677706.1792 | 5677706.1792 | 5677706.1792 | 5677706.1792 | 5677706.1792 | 2034 | 0 | 0 | 0 | 0 | 0 | 0 | 2034 | 7507863.2105 | 7507863.2105 | 7507863.2105 | 7507863.2105 | 7507863.2105 | 7507863.2105 | 7507863.2105 | 2034 | 0 | 0 | 0 | 0 | 0 | 0
[6 empty] | 2035 | 0 | 0 | 0 | 0 | 0 | 0 |  |  | 2035 | 5791260.3028 | 5791260.3028 | 5791260.3028 | 5791260.3028 | 5791260.3028 | 5791260.3028 | 5791260.3028 | 2035 | 0 | 0 | 0 | 0 | 0 | 0 | 2035 | 7658020.4748 | 7658020.4748 | 7658020.4748 | 7658020.4748 | 7658020.4748 | 7658020.4748 | 7658020.4748 | 2035 | 0 | 0 | 0 | 0 | 0 | 0
[6 empty] | 2036 | 0 | 0 | 0 | 0 | 0 | 0 |  |  | 2036 | 5907085.5089 | 5907085.5089 | 5907085.5089 | 5907085.5089 | 5907085.5089 | 5907085.5089 | 5907085.5089 | 2036 | 0 | 0 | 0 | 0 | 0 | 0 | 2036 | 7811180.8842 | 7811180.8842 | 7811180.8842 | 7811180.8842 | 7811180.8842 | 7811180.8842 | 7811180.8842 | 2036 | 0 | 0 | 0 | 0 | 0 | 0
[6 empty] | 2037 | 0 | 0 | 0 | 0 | 0 | 0 |  |  | 2037 | 6025227.2191 | 6025227.2191 | 6025227.2191 | 6025227.2191 | 6025227.2191 | 6025227.2191 | 6025227.2191 | 2037 | 0 | 0 | 0 | 0 | 0 | 0 | 2037 | 7967404.5019 | 7967404.5019 | 7967404.5019 | 7967404.5019 | 7967404.5019 | 7967404.5019 | 7967404.5019 | 2037 | 0 | 0 | 0 | 0 | 0 | 0
[6 empty] | 2038 | 0 | 0 | 0 | 0 | 0 | 0 |  |  | 2038 | 6145731.7634 | 6145731.7634 | 6145731.7634 | 6145731.7634 | 6145731.7634 | 6145731.7634 | 6145731.7634 | 2038 | 0 | 0 | 0 | 0 | 0 | 0 | 2038 | 8126752.592 | 8126752.592 | 8126752.592 | 8126752.592 | 8126752.592 | 8126752.592 | 8126752.592 | 2038 | 0 | 0 | 0 | 0 | 0 | 0
[6 empty] | 2039 | 0 | 0 | 0 | 0 | 0 | 0 |  |  | 2039 | 6268646.3987 | 6268646.3987 | 6268646.3987 | 6268646.3987 | 6268646.3987 | 6268646.3987 | 6268646.3987 | 2039 | 0 | 0 | 0 | 0 | 0 | 0 | 2039 | 8289287.6438 | 8289287.6438 | 8289287.6438 | 8289287.6438 | 8289287.6438 | 8289287.6438 | 8289287.6438 | 2039 | 0 | 0 | 0 | 0 | 0 | 0
[6 empty] | 2040 | 0 | 0 | 0 | 0 | 0 | 0 |  |  | 2040 | 6394019.3267 | 6394019.3267 | 6394019.3267 | 6394019.3267 | 6394019.3267 | 6394019.3267 | 6394019.3267 | 2040 | 0 | 0 | 0 | 0 | 0 | 0 | 2040 | 8455073.3967 | 8455073.3967 | 8455073.3967 | 8455073.3967 | 8455073.3967 | 8455073.3967 | 8455073.3967 | 2040 | 0 | 0 | 0 | 0 | 0 | 0
[6 empty] | 2041 | 0 | 0 | 0 | 0 | 0 | 0 |  |  | 2041 | 6521899.7132 | 6521899.7132 | 6521899.7132 | 6521899.7132 | 6521899.7132 | 6521899.7132 | 6521899.7132 | 2041 | 0 | 0 | 0 | 0 | 0 | 0 | 2041 | 8624174.8646 | 8624174.8646 | 8624174.8646 | 8624174.8646 | 8624174.8646 | 8624174.8646 | 8624174.8646 | 2041 | 0 | 0 | 0 | 0 | 0 | 0
[6 empty] | 2042 | 0 | 0 | 0 | 0 | 0 | 0 |  |  | 2042 | 6652337.7075 | 6652337.7075 | 6652337.7075 | 6652337.7075 | 6652337.7075 | 6652337.7075 | 6652337.7075 | 2042 | 0 | 0 | 0 | 0 | 0 | 0 | 2042 | 8796658.3619 | 8796658.3619 | 8796658.3619 | 8796658.3619 | 8796658.3619 | 8796658.3619 | 8796658.3619 | 2042 | 0 | 0 | 0 | 0 | 0 | 0
[6 empty] | 2043 | 0 | 0 | 0 | 0 | 0 | 0 |  |  | 2043 | 6785384.4616 | 6785384.4616 | 6785384.4616 | 6785384.4616 | 6785384.4616 | 6785384.4616 | 6785384.4616 | 2043 | 0 | 0 | 0 | 0 | 0 | 0 | 2043 | 8972591.5292 | 8972591.5292 | 8972591.5292 | 8972591.5292 | 8972591.5292 | 8972591.5292 | 8972591.5292 | 2043 | 0 | 0 | 0 | 0 | 0 | 0
[6 empty] | 2044 | 0 | 0 | 0 | 0 | 0 | 0 |  |  | 2044 | 6921092.1509 | 6921092.1509 | 6921092.1509 | 6921092.1509 | 6921092.1509 | 6921092.1509 | 6921092.1509 | 2044 | 0 | 0 | 0 | 0 | 0 | 0 | 2044 | 9152043.3597 | 9152043.3597 | 9152043.3597 | 9152043.3597 | 9152043.3597 | 9152043.3597 | 9152043.3597 | 2044 | 0 | 0 | 0 | 0 | 0 | 0
[6 empty] | 2045 | 0 | 0 | 0 | 0 | 0 | 0 |  |  | 2045 | 7059513.9939 | 7059513.9939 | 7059513.9939 | 7059513.9939 | 7059513.9939 | 7059513.9939 | 7059513.9939 | 2045 | 0 | 0 | 0 | 0 | 0 | 0 | 2045 | 9335084.2269 | 9335084.2269 | 9335084.2269 | 9335084.2269 | 9335084.2269 | 9335084.2269 | 9335084.2269 | 2045 | 0 | 0 | 0 | 0 | 0 | 0
[6 empty] | Total | 0 | 104537287.4047 | 116016119.0477 | 176947145.9255 | 139667103.7652 | 164273588.2652
9: Variable O&M
[15 empty] | 1st Unit - Step 1 - Reduce baseline based on NCF | [7 empty] | 1st Unit - Step 2 - Convert MWh to Dollars | [6 empty] | 2nd Unit - Step 1 - Reduce baseline based on NCF | [7 empty] | 2nd Unit - Step 2 - Convert MWh to Dollars | [6 empty] | Increase in water costs after construction of Jones Pipeline
[6 empty] | Year | 9 | 9A | 9B | 9C | 9D | 9E |  |  | Year | Baseline | 9 | 9A | 9B | 9C | 9D | 9E | Year | 9 | 9A | 9B | 9C | 9D | 9E | Year | Baseline | 9 | 9A | 9B | 9C | 9D | 9E | Year | 9 | 9A | 9B | 9C | 9D | 9E | Year | 9 | 9A | 9B | 9C | 9D | 9E
[6 empty] | 2017 | 0 | 2076817 | 2076817 | 2076817 | 2076817 | 2076817 |  |  | 2017 | 0.26626 | 0 | 3899952 | 3899952 | 3899952 | 3899952 | 3899952 | 2017 | 0 | 1038408.5 | 1038408.5 | 1038408.5 | 1038408.5 | 1038408.5 | 2017 | 0.26626 | 0 | 3899952 | 3899952 | 3899952 | 3899952 | 3899952 | 2017 | 0 | 1038408.5 | 1038408.5 | 1038408.5 | 1038408.5 | 1038408.5 | 2017 | 0 | 0 | 0 | 0 | 0 | 0
[6 empty] | 2018 | 0 | 2179106 | 2179106 | 2179106 | 2179106 | 2179106 |  |  | 2018 | 0.27938 | 0 | 3899952 | 3899952 | 3899952 | 3899952 | 3899952 | 2018 | 0 | 1089553 | 1089553 | 1089553 | 1089553 | 1089553 | 2018 | 0.27938 | 0 | 3899952 | 3899952 | 3899952 | 3899952 | 3899952 | 2018 | 0 | 1089553 | 1089553 | 1089553 | 1089553 | 1089553 | 2018 | 0 | 0 | 0 | 0 | 0 | 0
[6 empty] | 2019 | 0 | 2812156 | 2812156 | 2812156 | 2812156 | 2812156 |  |  | 2019 | 0.36054 | 0 | 3899952 | 3899952 | 3899952 | 3899952 | 3899952 | 2019 | 0 | 1406078 | 1406078 | 1406078 | 1406078 | 1406078 | 2019 | 0.36054 | 0 | 3899952 | 3899952 | 3899952 | 3899952 | 3899952 | 2019 | 0 | 1406078 | 1406078 | 1406078 | 1406078 | 1406078 | 2019 | 0 | 0 | 0 | 0 | 0 | 0
[6 empty] | 2020 | 0 | 4719329.964 | 4719329.964 | 4719329.964 | 4719329.964 | 4719329.964 |  |  | 2020 | 0.37204 | 0 | 3899952 | 3899952 | 3899952 | 3899952 | 3899952 | 2020 | 0 | 1450939.5 | 1450939.5 | 1450939.5 | 1450939.5 | 1450939.5 | 2020 | 0.37204 | 0 | 3899952 | 3899952 | 3899952 | 3899952 | 3899952 | 2020 | 0 | 1450939.5 | 1450939.5 | 1450939.5 | 1450939.5 | 1450939.5 | 2020 | 0 | 1817450.964 | 1817450.964 | 1817450.964 | 1817450.964 | 1817450.964
[6 empty] | 2021 | 0 | 4850347.4736 | 4850347.4736 | 4850347.4736 | 4850347.4736 | 4850347.4736 |  |  | 2021 | 0.38651 | 0 | 3899952 | 3899952 | 3899952 | 3899952 | 3899952 | 2021 | 0 | 1507361 | 1507361 | 1507361 | 1507361 | 1507361 | 2021 | 0.38651 | 0 | 3899952 | 3899952 | 3899952 | 3899952 | 3899952 | 2021 | 0 | 1507361 | 1507361 | 1507361 | 1507361 | 1507361 | 2021 | 0 | 1835625.4736 | 1835625.4736 | 1835625.4736 | 1835625.4736 | 1835625.4736
[6 empty] | 2022 | 0 | 4928998.1684 | 4928998.1684 | 4928998.1684 | 4928998.1684 | 4928998.1684 |  |  | 2022 | 0.39424 | 0 | 3899952 | 3899952 | 3899952 | 3899952 | 3899952 | 2022 | 0 | 1537508.22 | 1537508.22 | 1537508.22 | 1537508.22 | 1537508.22 | 2022 | 0.39424 | 0 | 3899952 | 3899952 | 3899952 | 3899952 | 3899952 | 2022 | 0 | 1537508.22 | 1537508.22 | 1537508.22 | 1537508.22 | 1537508.22 | 2022 | 0 | 1853981.7284 | 1853981.7284 | 1853981.7284 | 1853981.7284 | 1853981.7284
[6 empty] | 2023 | 0 | 5009038.3145 | 5009038.3145 | 5009038.3145 | 5009038.3145 | 5009038.3145 |  |  | 2023 | 0.40212 | 0 | 3899952 | 3899952 | 3899952 | 3899952 | 3899952 | 2023 | 0 | 1568258.3844 | 1568258.3844 | 1568258.3844 | 1568258.3844 | 1568258.3844 | 2023 | 0.40212 | 0 | 3899952 | 3899952 | 3899952 | 3899952 | 3899952 | 2023 | 0 | 1568258.3844 | 1568258.3844 | 1568258.3844 | 1568258.3844 | 1568258.3844 | 2023 | 0 | 1872521.5457 | 1872521.5457 | 1872521.5457 | 1872521.5457 | 1872521.5457
[6 empty] | 2024 | 0 | 5090493.8653 | 5090493.8653 | 5090493.8653 | 5090493.8653 | 5090493.8653 |  |  | 2024 | 0.41016 | 0 | 3899952 | 3899952 | 3899952 | 3899952 | 3899952 | 2024 | 0 | 1599623.5521 | 1599623.5521 | 1599623.5521 | 1599623.5521 | 1599623.5521 | 2024 | 0.41016 | 0 | 3899952 | 3899952 | 3899952 | 3899952 | 3899952 | 2024 | 0 | 1599623.5521 | 1599623.5521 | 1599623.5521 | 1599623.5521 | 1599623.5521 | 2024 | 0 | 1891246.7611 | 1891246.7611 | 1891246.7611 | 1891246.7611 | 1891246.7611
[6 empty] | 2025 | 0 | 5173391.275 | 5173391.275 | 5173391.275 | 5173391.275 | 5173391.275 |  |  | 2025 | 0.41837 | 0 | 3899952 | 3899952 | 3899952 | 3899952 | 3899952 | 2025 | 0 | 1631616.0231 | 1631616.0231 | 1631616.0231 | 1631616.0231 | 1631616.0231 | 2025 | 0.41837 | 0 | 3899952 | 3899952 | 3899952 | 3899952 | 3899952 | 2025 | 0 | 1631616.0231 | 1631616.0231 | 1631616.0231 | 1631616.0231 | 1631616.0231 | 2025 | 0 | 1910159.2287 | 1910159.2287 | 1910159.2287 | 1910159.2287 | 1910159.2287
[6 empty] | 2026 | 0 | 5257757.5082 | 5257757.5082 | 5257757.5082 | 5257757.5082 | 5257757.5082 |  |  | 2026 | 0.42674 | 0 | 3899952 | 3899952 | 3899952 | 3899952 | 3899952 | 2026 | 0 | 1664248.3436 | 1664248.3436 | 1664248.3436 | 1664248.3436 | 1664248.3436 | 2026 | 0.42674 | 0 | 3899952 | 3899952 | 3899952 | 3899952 | 3899952 | 2026 | 0 | 1664248.3436 | 1664248.3436 | 1664248.3436 | 1664248.3436 | 1664248.3436 | 2026 | 0 | 1929260.821 | 1929260.821 | 1929260.821 | 1929260.821 | 1929260.821
[6 empty] | 2027 | 0 | 0 | 5343620.0502 | 5343620.0502 | 5343620.0502 | 5343620.0502 |  |  | 2027 | 0.43527 | 0 | 0 | 3899952 | 3899952 | 3899952 | 3899952 | 2027 | 0 | 0 | 1697533.3105 | 1697533.3105 | 1697533.3105 | 1697533.3105 | 2027 | 0.43527 | 0 | 0 | 3899952 | 3899952 | 3899952 | 3899952 | 2027 | 0 | 0 | 1697533.3105 | 1697533.3105 | 1697533.3105 | 1697533.3105 | 2027 | 0 | 0 | 1948553.4292 | 1948553.4292 | 1948553.4292 | 1948553.4292
[6 empty] | 2028 | 0 | 0 | 0 | 5431006.9169 | 5431006.9169 | 5431006.9169 |  |  | 2028 | 0.44398 | 0 | 0 | 0 | 3899952 | 3899952 | 3899952 | 2028 | 0 | 0 | 0 | 1731483.9767 | 1731483.9767 | 1731483.9767 | 2028 | 0.44398 | 0 | 0 | 0 | 3899952 | 3899952 | 3899952 | 2028 | 0 | 0 | 0 | 1731483.9767 | 1731483.9767 | 1731483.9767 | 2028 | 0 | 0 | 0 | 1968038.9635 | 1968038.9635 | 1968038.9635
[6 empty] | 2029 | 0 | 0 | 0 | 5519946.6656 | 5519946.6656 | 5519946.6656 |  |  | 2029 | 0.45286 | 0 | 0 | 0 | 3899952 | 3899952 | 3899952 | 2029 | 0 | 0 | 0 | 1766113.6562 | 1766113.6562 | 1766113.6562 | 2029 | 0.45286 | 0 | 0 | 0 | 3899952 | 3899952 | 3899952 | 2029 | 0 | 0 | 0 | 1766113.6562 | 1766113.6562 | 1766113.6562 | 2029 | 0 | 0 | 0 | 1987719.3532 | 1987719.3532 | 1987719.3532
[6 empty] | 2030 | 0 | 0 | 0 | 5610468.4053 | 0 | 5610468.4053 |  |  | 2030 | 0.46191 | 0 | 0 | 0 | 3899952 | 0 | 3899952 | 2030 | 0 | 0 | 0 | 1801435.9293 | 0 | 1801435.9293 | 2030 | 0.46191 | 0 | 0 | 0 | 3899952 | 0 | 3899952 | 2030 | 0 | 0 | 0 | 1801435.9293 | 0 | 1801435.9293 | 2030 | 0 | 0 | 0 | 2007596.5467 | 0 | 2007596.5467
[6 empty] | 2031 | 0 | 0 | 0 | 5702601.808 | 0 | 5702601.808 |  |  | 2031 | 0.47115 | 0 | 0 | 0 | 3899952 | 0 | 3899952 | 2031 | 0 | 0 | 0 | 1837464.6479 | 0 | 1837464.6479 | 2031 | 0.47115 | 0 | 0 | 0 | 3899952 | 0 | 3899952 | 2031 | 0 | 0 | 0 | 1837464.6479 | 0 | 1837464.6479 | 2031 | 0 | 0 | 0 | 2027672.5122 | 0 | 2027672.5122
[6 empty] | 2032 | 0 | 0 | 0 | 5796377.119 | 0 | 0 |  |  | 2032 | 0.48057 | 0 | 0 | 0 | 3899952 | 0 | 0 | 2032 | 0 | 0 | 0 | 1874213.9409 | 0 | 0 | 2032 | 0.48057 | 0 | 0 | 0 | 3899952 | 0 | 0 | 2032 | 0 | 0 | 0 | 1874213.9409 | 0 | 0 | 2032 | 0 | 0 | 0 | 2047949.2373 | 0 | 0
[6 empty] | 2033 | 0 | 0 | 0 | 0 | 0 | 0 |  |  | 2033 | 0.49019 | 0 | 0 | 0 | 0 | 0 | 0 | 2033 | 0 | 0 | 0 | 0 | 0 | 0 | 2033 | 0.49019 | 0 | 0 | 0 | 0 | 0 | 0 | 2033 | 0 | 0 | 0 | 0 | 0 | 0 | 2033 | 0 | 0 | 0 | 0 | 0 | 0
[6 empty] | 2034 | 0 | 0 | 0 | 0 | 0 | 0 |  |  | 2034 | 0.49999 | 0 | 0 | 0 | 0 | 0 | 0 | 2034 | 0 | 0 | 0 | 0 | 0 | 0 | 2034 | 0.49999 | 0 | 0 | 0 | 0 | 0 | 0 | 2034 | 0 | 0 | 0 | 0 | 0 | 0 | 2034 | 0 | 0 | 0 | 0 | 0 | 0
[6 empty] | 2035 | 0 | 0 | 0 | 0 | 0 | 0 |  |  | 2035 | 0.50999 | 0 | 0 | 0 | 0 | 0 | 0 | 2035 | 0 | 0 | 0 | 0 | 0 | 0 | 2035 | 0.50999 | 0 | 0 | 0 | 0 | 0 | 0 | 2035 | 0 | 0 | 0 | 0 | 0 | 0 | 2035 | 0 | 0 | 0 | 0 | 0 | 0
[6 empty] | 2036 | 0 | 0 | 0 | 0 | 0 | 0 |  |  | 2036 | 0.52019 | 0 | 0 | 0 | 0 | 0 | 0 | 2036 | 0 | 0 | 0 | 0 | 0 | 0 | 2036 | 0.52019 | 0 | 0 | 0 | 0 | 0 | 0 | 2036 | 0 | 0 | 0 | 0 | 0 | 0 | 2036 | 0 | 0 | 0 | 0 | 0 | 0
[6 empty] | 2037 | 0 | 0 | 0 | 0 | 0 | 0 |  |  | 2037 | 0.53059 | 0 | 0 | 0 | 0 | 0 | 0 | 2037 | 0 | 0 | 0 | 0 | 0 | 0 | 2037 | 0.53059 | 0 | 0 | 0 | 0 | 0 | 0 | 2037 | 0 | 0 | 0 | 0 | 0 | 0 | 2037 | 0 | 0 | 0 | 0 | 0 | 0
[6 empty] | 2038 | 0 | 0 | 0 | 0 | 0 | 0 |  |  | 2038 | 0.5412 | 0 | 0 | 0 | 0 | 0 | 0 | 2038 | 0 | 0 | 0 | 0 | 0 | 0 | 2038 | 0.5412 | 0 | 0 | 0 | 0 | 0 | 0 | 2038 | 0 | 0 | 0 | 0 | 0 | 0 | 2038 | 0 | 0 | 0 | 0 | 0 | 0
[6 empty] | 2039 | 0 | 0 | 0 | 0 | 0 | 0 |  |  | 2039 | 0.55203 | 0 | 0 | 0 | 0 | 0 | 0 | 2039 | 0 | 0 | 0 | 0 | 0 | 0 | 2039 | 0.55203 | 0 | 0 | 0 | 0 | 0 | 0 | 2039 | 0 | 0 | 0 | 0 | 0 | 0 | 2039 | 0 | 0 | 0 | 0 | 0 | 0
[6 empty] | 2040 | 0 | 0 | 0 | 0 | 0 | 0 |  |  | 2040 | 0.56307 | 0 | 0 | 0 | 0 | 0 | 0 | 2040 | 0 | 0 | 0 | 0 | 0 | 0 | 2040 | 0.56307 | 0 | 0 | 0 | 0 | 0 | 0 | 2040 | 0 | 0 | 0 | 0 | 0 | 0 | 2040 | 0 | 0 | 0 | 0 | 0 | 0
[6 empty] | 2041 | 0 | 0 | 0 | 0 | 0 | 0 |  |  | 2041 | 0.57433 | 0 | 0 | 0 | 0 | 0 | 0 | 2041 | 0 | 0 | 0 | 0 | 0 | 0 | 2041 | 0.57433 | 0 | 0 | 0 | 0 | 0 | 0 | 2041 | 0 | 0 | 0 | 0 | 0 | 0 | 2041 | 0 | 0 | 0 | 0 | 0 | 0
[6 empty] | 2042 | 0 | 0 | 0 | 0 | 0 | 0 |  |  | 2042 | 0.58582 | 0 | 0 | 0 | 0 | 0 | 0 | 2042 | 0 | 0 | 0 | 0 | 0 | 0 | 2042 | 0.58582 | 0 | 0 | 0 | 0 | 0 | 0 | 2042 | 0 | 0 | 0 | 0 | 0 | 0 | 2042 | 0 | 0 | 0 | 0 | 0 | 0
[6 empty] | 2043 | 0 | 0 | 0 | 0 | 0 | 0 |  |  | 2043 | 0.59753 | 0 | 0 | 0 | 0 | 0 | 0 | 2043 | 0 | 0 | 0 | 0 | 0 | 0 | 2043 | 0.59753 | 0 | 0 | 0 | 0 | 0 | 0 | 2043 | 0 | 0 | 0 | 0 | 0 | 0 | 2043 | 0 | 0 | 0 | 0 | 0 | 0
[6 empty] | 2044 | 0 | 0 | 0 | 0 | 0 | 0 |  |  | 2044 | 0.60948 | 0 | 0 | 0 | 0 | 0 | 0 | 2044 | 0 | 0 | 0 | 0 | 0 | 0 | 2044 | 0.60948 | 0 | 0 | 0 | 0 | 0 | 0 | 2044 | 0 | 0 | 0 | 0 | 0 | 0 | 2044 | 0 | 0 | 0 | 0 | 0 | 0
[6 empty] | 2045 | 0 | 0 | 0 | 0 | 0 | 0 |  |  | 2045 | 0.62167 | 0 | 0 | 0 | 0 | 0 | 0 | 2045 | 0 | 0 | 0 | 0 | 0 | 0 | 2045 | 0.62167 | 0 | 0 | 0 | 0 | 0 | 0 | 2045 | 0 | 0 | 0 | 0 | 0 | 0 | 2045 | 0 | 0 | 0 | 0 | 0 | 0
[6 empty] | Total | 0 | 42097435.569 | 47441055.6191 | 75501456.5339 | 58392009.2015 | 69705079.4149

## Scenario 10
CALCULATIONS ONLY >>>>>>>>>
1: Scenario Information
[6 empty] | Capacity Factor |  | Derated CT |  | Annual MWh |  | Derated Annual MWh
ID: | Scenario Type |  |  |  |  | Unit 1 | Unit 2 | Unit 1 | Unit 2 | Unit 1 | Unit 2 | Unit 1 | Unit 2
10 | Summer Peaking (400MW 8 hrs, 230MW 16 hrs) + Off Peak (U1 off, U2 230MW) |  |  |  |  | 84% | 84% | 18.2% | 47% | 3899952 | 3899952 | 844989.6 | 2182116
2: Sensitivity Information
[9 empty] | *Leave blank if N/A |  | *Do not delete
|  | Pipeline |  | Hybrid Cooling |  |  | Retirement Date |  | Reduced Operations |  | Reduced Operations
ID: | Scenario Description | Yes/No | COD | Yes/No | COD | Water Option | Unit 1 | Unit 2 | Unit 1 | Unit 2 | Unit 1 | Unit 2
10 | Summer Peaking | No |  | No |  | Scenario 10 | 2029 | 2029 | 2018 | 2018 | 2018 | 2018
10A | Summer Peaking | No |  | No |  | Scenario 10A | 2028 | 2028 | 2019 | 2019 | 2019 | 2019
10B | Summer Peaking | No |  | No |  | Scenario 10B | 2027 | 2027 | 2020 | 2020 | 2020 | 2020
10C
10D
10E
3: On-Going CapX - Managed Decline
Index
| Summer Peaking (400MW 8 hrs, 230MW 16 hrs) + Off Peak (U1 off, U2 230MW) |  |  |  |  | 7
| Managed Decline |  |  |  |  | Percentage
| 4 Years before end of Operation |  |  |  |  | 72.5%
| 3 Years before end of Operation |  |  |  |  | 48.6%
| 2 Years before end of Operation |  |  |  |  | 21.4%
| Year of Retirement |  |  |  |  | 3.97%
4: Fixed O&M Labor Reduction (single unit operation calculated with retirment dates)
| Increase contract labor after O&M Labor Reduction |  |  |  |  | 10%
5: On-Going CapX - Calculations | [14 empty] | 1st Unit - Step 1 - Reduce baseline based on scenario | [7 empty] | 1st Unit - Step 2 - Managed decline and retirement adjustments | [6 empty] | 2nd Unit - Step 1 - Reduce baseline based on scenario | [7 empty] | 2nd Unit - Step 2 - Managed decline and retirement adjustments
[6 empty] | Year | 10 | 10A | 10B | 10C | 10D | 10E |  |  | Year | Baseline | 10 | 10A | 10B | 10C | 10D | 10E | Year | 10 | 10A | 10B | 10C | 10D | 10E | Year | Baseline | 10 | 10A | 10B | 10C | 10D | 10E | Year | 10 | 10A | 10B | 10C | 10D | 10E
[6 empty] | 2017 | 18803258.5 | 18803258.5 | 18803258.5 | 0 | 0 | 0 |  |  | 2017 | 5101701.2425 | 5101701.2425 | 5101701.2425 | 5101701.2425 | 5101701.2425 | 5101701.2425 | 5101701.2425 | 2017 | 5101701.2425 | 5101701.2425 | 5101701.2425 | 0 | 0 | 0 | 2017 | 13701557.2575 | 13701557.2575 | 13701557.2575 | 13701557.2575 | 13701557.2575 | 13701557.2575 | 13701557.2575 | 2017 | 13701557.2575 | 13701557.2575 | 13701557.2575 | 0 | 0 | 0
[6 empty] | 2018 | 11636785.1775 | 15515713.57 | 15515713.57 | 0 | 0 | 0 |  |  | 2018 | 9138973.3925 | 6854230.0444 | 9138973.3925 | 9138973.3925 | 9138973.3925 | 9138973.3925 | 9138973.3925 | 2018 | 6854230.0444 | 9138973.3925 | 9138973.3925 | 0 | 0 | 0 | 2018 | 6376740.1775 | 4782555.1331 | 6376740.1775 | 6376740.1775 | 6376740.1775 | 6376740.1775 | 6376740.1775 | 2018 | 4782555.1331 | 6376740.1775 | 6376740.1775 | 0 | 0 | 0
[6 empty] | 2019 | 7766930.3625 | 7766930.3625 | 10355907.15 | 0 | 0 | 0 |  |  | 2019 | 3802341.1675 | 2851755.8756 | 2851755.8756 | 3802341.1675 | 3802341.1675 | 3802341.1675 | 3802341.1675 | 2019 | 2851755.8756 | 2851755.8756 | 3802341.1675 | 0 | 0 | 0 | 2019 | 6553565.9825 | 4915174.4869 | 4915174.4869 | 6553565.9825 | 6553565.9825 | 6553565.9825 | 6553565.9825 | 2019 | 4915174.4869 | 4915174.4869 | 6553565.9825 | 0 | 0 | 0
[6 empty] | 2020 | 12517288.8075 | 12517288.8075 | 12517288.8075 | 0 | 0 | 0 |  |  | 2020 | 6163918.9425 | 4622939.2069 | 4622939.2069 | 4622939.2069 | 6163918.9425 | 6163918.9425 | 6163918.9425 | 2020 | 4622939.2069 | 4622939.2069 | 4622939.2069 | 0 | 0 | 0 | 2020 | 10525799.4675 | 7894349.6006 | 7894349.6006 | 7894349.6006 | 10525799.4675 | 10525799.4675 | 10525799.4675 | 2020 | 7894349.6006 | 7894349.6006 | 7894349.6006 | 0 | 0 | 0
[6 empty] | 2021 | 11073011.4871 | 11073011.4871 | 11073011.4871 | 0 | 0 | 0 |  |  | 2021 | 10631803.2359 | 7973852.427 | 7973852.427 | 7973852.427 | 10631803.2359 | 10631803.2359 | 10631803.2359 | 2021 | 7973852.427 | 7973852.427 | 7973852.427 | 0 | 0 | 0 | 2021 | 4132212.0801 | 3099159.0601 | 3099159.0601 | 3099159.0601 | 4132212.0801 | 4132212.0801 | 4132212.0801 | 2021 | 3099159.0601 | 3099159.0601 | 3099159.0601 | 0 | 0 | 0
[6 empty] | 2022 | 8080714.3491 | 8080714.3491 | 8080714.3491 | 0 | 0 | 0 |  |  | 2022 | 3955955.7507 | 2966966.813 | 2966966.813 | 2966966.813 | 3955955.7507 | 3955955.7507 | 3955955.7507 | 2022 | 2966966.813 | 2966966.813 | 2966966.813 | 0 | 0 | 0 | 2022 | 6818330.0482 | 5113747.5361 | 5113747.5361 | 5113747.5361 | 6818330.0482 | 6818330.0482 | 6818330.0482 | 2022 | 5113747.5361 | 5113747.5361 | 5113747.5361 | 0 | 0 | 0
[6 empty] | 2023 | 13022987.2753 | 13022987.2753 | 13022987.2753 | 0 | 0 | 0 |  |  | 2023 | 6412941.2678 | 4809705.9508 | 4809705.9508 | 4809705.9508 | 6412941.2678 | 6412941.2678 | 6412941.2678 | 2023 | 4809705.9508 | 4809705.9508 | 4809705.9508 | 0 | 0 | 0 | 2023 | 10951041.766 | 8213281.3245 | 8213281.3245 | 8213281.3245 | 10951041.766 | 10951041.766 | 10951041.766 | 2023 | 8213281.3245 | 8213281.3245 | 8213281.3245 | 0 | 0 | 0
[6 empty] | 2024 | 11520361.1511 | 11520361.1511 | 8352261.8346 | 0 | 0 | 0 |  |  | 2024 | 11061328.0867 | 8295996.065 | 8295996.065 | 8295996.065 | 11061328.0867 | 11061328.0867 | 11061328.0867 | 2024 | 8295996.065 | 8295996.065 | 6014597.1471 | 0 | 0 | 0 | 2024 | 4299153.4482 | 3224365.0861 | 3224365.0861 | 3224365.0861 | 4299153.4482 | 4299153.4482 | 4299153.4482 | 2024 | 3224365.0861 | 3224365.0861 | 2337664.6874 | 0 | 0 | 0
[6 empty] | 2025 | 8407175.2089 | 6095202.0264 | 4085887.1515 | 0 | 0 | 0 |  |  | 2025 | 4115776.363 | 3086832.2722 | 3086832.2722 | 3086832.2722 | 4115776.363 | 4115776.363 | 4115776.363 | 2025 | 3086832.2722 | 2237953.3974 | 1500200.4843 | 0 | 0 | 0 | 2025 | 7093790.5821 | 5320342.9366 | 5320342.9366 | 5320342.9366 | 7093790.5821 | 7093790.5821 | 7093790.5821 | 2025 | 5320342.9366 | 3857248.629 | 2585686.6672 | 0 | 0 | 0
[6 empty] | 2026 | 9823109.0719 | 6584870.3572 | 2899510.8157 | 0 | 0 | 0 |  |  | 2026 | 6672024.095 | 5004018.0712 | 5004018.0712 | 5004018.0712 | 6672024.095 | 6672024.095 | 6672024.095 | 2026 | 3627913.1017 | 2431952.7826 | 1070859.8672 | 0 | 0 | 0 | 2026 | 11393463.8533 | 8545097.89 | 8545097.89 | 8545097.89 | 11393463.8533 | 11393463.8533 | 11393463.8533 | 2026 | 6195195.9702 | 4152917.5745 | 1828650.9485 | 0 | 0 | 0
[6 empty] | 2027 | 5825090.8984 | 2564957.7207 | 475835.6145 | 0 | 0 | 0 |  |  | 2027 | 11508205.7414 | 8631154.306 | 8631154.306 | 8631154.306 | 11508205.7414 | 11508205.7414 | 11508205.7414 | 2027 | 4194740.9927 | 1847067.0215 | 342656.8259 | 0 | 0 | 0 | 2027 | 4472839.2475 | 3354629.4356 | 3354629.4356 | 3354629.4356 | 4472839.2475 | 4472839.2475 | 4472839.2475 | 2027 | 1630349.9057 | 717890.6992 | 133178.7886 | 0 | 0 | 0
[6 empty] | 2028 | 1909256.9801 | 354193.9351 | 0 | 0 | 0 | 0 |  |  | 2028 | 4367694.8026 | 3275771.102 | 3275771.102 | 3275771.102 | 4367694.8026 | 4367694.8026 | 4367694.8026 | 2028 | 701015.0158 | 130048.1127 | 0 | 0 | 0 | 0 | 2028 | 7527987.3161 | 5645990.4871 | 5645990.4871 | 5645990.4871 | 7527987.3161 | 7527987.3161 | 7527987.3161 | 2028 | 1208241.9642 | 224145.8223 | 0 | 0 | 0 | 0
[6 empty] | 2029 | 570823.681 | 0 | 0 | 0 | 0 | 0 |  |  | 2029 | 7080405.3458 | 5310304.0094 | 5310304.0094 | 5310304.0094 | 7080405.3458 | 7080405.3458 | 7080405.3458 | 2029 | 210819.0692 | 0 | 0 | 0 | 0 | 0 | 2029 | 12090834.9889 | 9068126.2417 | 9068126.2417 | 9068126.2417 | 12090834.9889 | 12090834.9889 | 12090834.9889 | 2029 | 360004.6118 | 0 | 0 | 0 | 0 | 0
[6 empty] | 2030 | 0 | 0 | 0 | 0 | 0 | 0 |  |  | 2030 | 11973137.2533 | 8979852.94 | 8979852.94 | 8979852.94 | 11973137.2533 | 11973137.2533 | 11973137.2533 | 2030 | 0 | 0 | 0 | 0 | 0 | 0 | 2030 | 4653541.9531 | 3490156.4648 | 3490156.4648 | 3490156.4648 | 4653541.9531 | 4653541.9531 | 4653541.9531 | 2030 | 0 | 0 | 0 | 0 | 0 | 0
[6 empty] | 2031 | 0 | 0 | 0 | 0 | 0 | 0 |  |  | 2031 | 4544149.6726 | 3408112.2545 | 3408112.2545 | 3408112.2545 | 4544149.6726 | 4544149.6726 | 4544149.6726 | 2031 | 0 | 0 | 0 | 0 | 0 | 0 | 2031 | 7832118.0037 | 5874088.5027 | 5874088.5027 | 5874088.5027 | 7832118.0037 | 7832118.0037 | 7832118.0037 | 2031 | 0 | 0 | 0 | 0 | 0 | 0
[6 empty] | 2032 | 0 | 0 | 0 | 0 | 0 | 0 |  |  | 2032 | 7366453.7218 | 5524840.2913 | 5524840.2913 | 5524840.2913 | 7366453.7218 | 7366453.7218 | 7366453.7218 | 2032 | 0 | 0 | 0 | 0 | 0 | 0 | 2032 | 12579304.7224 | 9434478.5418 | 9434478.5418 | 9434478.5418 | 12579304.7224 | 12579304.7224 | 12579304.7224 | 2032 | 0 | 0 | 0 | 0 | 0 | 0
[6 empty] | 2033 | 0 | 0 | 0 | 0 | 0 | 0 |  |  | 2033 | 12456851.9984 | 9342638.9988 | 9342638.9988 | 9342638.9988 | 12456851.9984 | 12456851.9984 | 12456851.9984 | 2033 | 0 | 0 | 0 | 0 | 0 | 0 | 2033 | 4841545.048 | 3631158.786 | 3631158.786 | 3631158.786 | 4841545.048 | 4841545.048 | 4841545.048 | 2033 | 0 | 0 | 0 | 0 | 0 | 0
[6 empty] | 2034 | 0 | 0 | 0 | 0 | 0 | 0 |  |  | 2034 | 4727733.3194 | 3545799.9896 | 3545799.9896 | 3545799.9896 | 4727733.3194 | 4727733.3194 | 4727733.3194 | 2034 | 0 | 0 | 0 | 0 | 0 | 0 | 2034 | 8148535.571 | 6111401.6783 | 6111401.6783 | 6111401.6783 | 8148535.571 | 8148535.571 | 8148535.571 | 2034 | 0 | 0 | 0 | 0 | 0 | 0
[6 empty] | 2035 | 0 | 0 | 0 | 0 | 0 | 0 |  |  | 2035 | 7664058.4521 | 5748043.8391 | 5748043.8391 | 5748043.8391 | 7664058.4521 | 7664058.4521 | 7664058.4521 | 2035 | 0 | 0 | 0 | 0 | 0 | 0 | 2035 | 13087508.6332 | 9815631.4749 | 9815631.4749 | 9815631.4749 | 13087508.6332 | 13087508.6332 | 13087508.6332 | 2035 | 0 | 0 | 0 | 0 | 0 | 0
[6 empty] | 2036 | 0 | 0 | 0 | 0 | 0 | 0 |  |  | 2036 | 12960108.8191 | 9720081.6143 | 9720081.6143 | 9720081.6143 | 12960108.8191 | 12960108.8191 | 12960108.8191 | 2036 | 0 | 0 | 0 | 0 | 0 | 0 | 2036 | 5037143.4679 | 3777857.6009 | 3777857.6009 | 3777857.6009 | 5037143.4679 | 5037143.4679 | 5037143.4679 | 2036 | 0 | 0 | 0 | 0 | 0 | 0
[6 empty] | 2037 | 0 | 0 | 0 | 0 | 0 | 0 |  |  | 2037 | 4918733.7455 | 3689050.3091 | 3689050.3091 | 3689050.3091 | 4918733.7455 | 4918733.7455 | 4918733.7455 | 2037 | 0 | 0 | 0 | 0 | 0 | 0 | 2037 | 8477736.4081 | 6358302.3061 | 6358302.3061 | 6358302.3061 | 8477736.4081 | 8477736.4081 | 8477736.4081 | 2037 | 0 | 0 | 0 | 0 | 0 | 0
[6 empty] | 2038 | 0 | 0 | 0 | 0 | 0 | 0 |  |  | 2038 | 7973686.4136 | 5980264.8102 | 5980264.8102 | 5980264.8102 | 7973686.4136 | 7973686.4136 | 7973686.4136 | 2038 | 0 | 0 | 0 | 0 | 0 | 0 | 2038 | 13616243.982 | 10212182.9865 | 10212182.9865 | 10212182.9865 | 13616243.982 | 13616243.982 | 13616243.982 | 2038 | 0 | 0 | 0 | 0 | 0 | 0
[6 empty] | 2039 | 0 | 0 | 0 | 0 | 0 | 0 |  |  | 2039 | 13483697.2154 | 10112772.9115 | 10112772.9115 | 10112772.9115 | 13483697.2154 | 13483697.2154 | 13483697.2154 | 2039 | 0 | 0 | 0 | 0 | 0 | 0 | 2039 | 5240644.064 | 3930483.048 | 3930483.048 | 3930483.048 | 5240644.064 | 5240644.064 | 5240644.064 | 2039 | 0 | 0 | 0 | 0 | 0 | 0
[6 empty] | 2040 | 0 | 0 | 0 | 0 | 0 | 0 |  |  | 2040 | 5117450.5888 | 3838087.9416 | 3838087.9416 | 3838087.9416 | 5117450.5888 | 5117450.5888 | 5117450.5888 | 2040 | 0 | 0 | 0 | 0 | 0 | 0 | 2040 | 8820236.959 | 6615177.7192 | 6615177.7192 | 6615177.7192 | 8820236.959 | 8820236.959 | 8820236.959 | 2040 | 0 | 0 | 0 | 0 | 0 | 0
[6 empty] | 2041 | 0 | 0 | 0 | 0 | 0 | 0 |  |  | 2041 | 8295823.3447 | 6221867.5085 | 6221867.5085 | 6221867.5085 | 8295823.3447 | 8295823.3447 | 8295823.3447 | 2041 | 0 | 0 | 0 | 0 | 0 | 0 | 2041 | 14166340.2389 | 10624755.1791 | 10624755.1791 | 10624755.1791 | 14166340.2389 | 14166340.2389 | 14166340.2389 | 2041 | 0 | 0 | 0 | 0 | 0 | 0
[6 empty] | 2042 | 0 | 0 | 0 | 0 | 0 | 0 |  |  | 2042 | 14028438.5829 | 10521328.9372 | 10521328.9372 | 10521328.9372 | 14028438.5829 | 14028438.5829 | 14028438.5829 | 2042 | 0 | 0 | 0 | 0 | 0 | 0 | 2042 | 5452366.0842 | 4089274.5632 | 4089274.5632 | 4089274.5632 | 5452366.0842 | 5452366.0842 | 5452366.0842 | 2042 | 0 | 0 | 0 | 0 | 0 | 0
[6 empty] | 2043 | 0 | 0 | 0 | 0 | 0 | 0 |  |  | 2043 | 5324195.5926 | 3993146.6945 | 3993146.6945 | 3993146.6945 | 5324195.5926 | 5324195.5926 | 5324195.5926 | 2043 | 0 | 0 | 0 | 0 | 0 | 0 | 2043 | 9176574.5321 | 6882430.8991 | 6882430.8991 | 6882430.8991 | 9176574.5321 | 9176574.5321 | 9176574.5321 | 2043 | 0 | 0 | 0 | 0 | 0 | 0
[6 empty] | 2044 | 0 | 0 | 0 | 0 | 0 | 0 |  |  | 2044 | 8630974.6078 | 6473230.9559 | 6473230.9559 | 6473230.9559 | 8630974.6078 | 8630974.6078 | 8630974.6078 | 2044 | 0 | 0 | 0 | 0 | 0 | 0 | 2044 | 14738660.3845 | 11053995.2884 | 11053995.2884 | 11053995.2884 | 14738660.3845 | 14738660.3845 | 14738660.3845 | 2044 | 0 | 0 | 0 | 0 | 0 | 0
[6 empty] | 2045 | 0 | 0 | 0 | 0 | 0 | 0 |  |  | 2045 | 14595187.5016 | 10946390.6262 | 10946390.6262 | 10946390.6262 | 14595187.5016 | 14595187.5016 | 14595187.5016 | 2045 | 0 | 0 | 0 | 0 | 0 | 0 | 2045 | 5672641.674 | 4254481.2555 | 4254481.2555 | 4254481.2555 | 5672641.674 | 5672641.674 | 5672641.674 | 2045 | 0 | 0 | 0 | 0 | 0 | 0
[6 empty] | Total | 120956792.9504 | 113899489.5421 | 105182376.5554 | 0 | 0 | 0
6: On-Going CapX - H2O | [44 empty] | Jones Pipeline | [6 empty] | Hybrid Cooling
[6 empty] | Year | 10 | 10A | 10B | 10C | 10D | 10E | [32 empty] | Year | 10 | 10A | 10B | 10C | 10D | 10E | Year | 10 | 10A | 10B | 10C | 10D | 10E
[6 empty] | 2017 | 600000 | 600000 | 600000 | [35 empty] | 2017 | 0 | 0 | 0 | 0 | 0 | 0 | 2017 | 0 | 0 | 0 | 0 | 0 | 0
[6 empty] | 2018 | 3927000 | 4641000 | 4641000 | [35 empty] | 2018 | 0 | 0 | 0 | 0 | 0 | 0 | 2018 | 0 | 0 | 0 | 0 | 0 | 0
[6 empty] | 2019 | 728000 | 728000 | 1092000 | [35 empty] | 2019 | 0 | 0 | 0 | 0 | 0 | 0 | 2019 | 0 | 0 | 0 | 0 | 0 | 0
[6 empty] | 2020 | 742000 | 1697208 | 1697208 | [35 empty] | 2020 | 0 | 0 | 0 | 0 | 0 | 0 | 2020 | 0 | 0 | 0 | 0 | 0 | 0
[6 empty] | 2021 | 1730432.16 | 648000 | 648000 | [35 empty] | 2021 | 0 | 0 | 0 | 0 | 0 | 0 | 2021 | 0 | 0 | 0 | 0 | 0 | 0
[6 empty] | 2022 | 660000 | 660000 | 660000 | [35 empty] | 2022 | 0 | 0 | 0 | 0 | 0 | 0 | 2022 | 0 | 0 | 0 | 0 | 0 | 0
[6 empty] | 2023 | 672000 | 672000 | 672000 | [35 empty] | 2023 | 0 | 0 | 0 | 0 | 0 | 0 | 2023 | 0 | 0 | 0 | 0 | 0 | 0
[6 empty] | 2024 | 684000 | 4417228.4199 | 4417228.4199 | [35 empty] | 2024 | 0 | 0 | 0 | 0 | 0 | 0 | 2024 | 0 | 0 | 0 | 0 | 0 | 0
[6 empty] | 2025 | 4503892.9883 | 696000 | 348000 | [35 empty] | 2025 | 0 | 0 | 0 | 0 | 0 | 0 | 2025 | 0 | 0 | 0 | 0 | 0 | 0
[6 empty] | 2026 | 708000 | 354000 | 354000 | [35 empty] | 2026 | 0 | 0 | 0 | 0 | 0 | 0 | 2026 | 0 | 0 | 0 | 0 | 0 | 0
[6 empty] | 2027 | 360000 | 360000 | 360000 | [35 empty] | 2027 | 0 | 0 | 0 | 0 | 0 | 0 | 2027 | 0 | 0 | 0 | 0 | 0 | 0
[6 empty] | 2028 | 366000 | 183000 | 0 | [35 empty] | 2028 | 0 | 0 | 0 | 0 | 0 | 0 | 2028 | 0 | 0 | 0 | 0 | 0 | 0
[6 empty] | 2029 | 186000 | 0 | 0 | [35 empty] | 2029 | 0 | 0 | 0 | 0 | 0 | 0 | 2029 | 0 | 0 | 0 | 0 | 0 | 0
[6 empty] | 2030 | 0 | 0 | 0 | [35 empty] | 2030 | 0 | 0 | 0 | 0 | 0 | 0 | 2030 | 0 | 0 | 0 | 0 | 0 | 0
[6 empty] | 2031 | 0 | 0 | 0 | [35 empty] | 2031 | 0 | 0 | 0 | 0 | 0 | 0 | 2031 | 0 | 0 | 0 | 0 | 0 | 0
[6 empty] | 2032 | 0 | 0 | 0 | [35 empty] | 2032 | 0 | 0 | 0 | 0 | 0 | 0 | 2032 | 0 | 0 | 0 | 0 | 0 | 0
[6 empty] | 2033 | 0 | 0 | 0 | [35 empty] | 2033 | 0 | 0 | 0 | 0 | 0 | 0 | 2033 | 0 | 0 | 0 | 0 | 0 | 0
[6 empty] | 2034 | 0 | 0 | 0 | [35 empty] | 2034 | 0 | 0 | 0 | 0 | 0 | 0 | 2034 | 0 | 0 | 0 | 0 | 0 | 0
[6 empty] | 2035 | 0 | 0 | 0 | [35 empty] | 2035 | 0 | 0 | 0 | 0 | 0 | 0 | 2035 | 0 | 0 | 0 | 0 | 0 | 0
[6 empty] | 2036 | 0 | 0 | 0 | [35 empty] | 2036 | 0 | 0 | 0 | 0 | 0 | 0 | 2036 | 0 | 0 | 0 | 0 | 0 | 0
[6 empty] | 2037 | 0 | 0 | 0 | [35 empty] | 2037 | 0 | 0 | 0 | 0 | 0 | 0 | 2037 | 0 | 0 | 0 | 0 | 0 | 0
[6 empty] | 2038 | 0 | 0 | 0 | [35 empty] | 2038 | 0 | 0 | 0 | 0 | 0 | 0 | 2038 | 0 | 0 | 0 | 0 | 0 | 0
[6 empty] | 2039 | 0 | 0 | 0 | [35 empty] | 2039 | 0 | 0 | 0 | 0 | 0 | 0 | 2039 | 0 | 0 | 0 | 0 | 0 | 0
[6 empty] | 2040 | 0 | 0 | 0 | [35 empty] | 2040 | 0 | 0 | 0 | 0 | 0 | 0 | 2040 | 0 | 0 | 0 | 0 | 0 | 0
[6 empty] | 2041 | 0 | 0 | 0 | [35 empty] | 2041 | 0 | 0 | 0 | 0 | 0 | 0 | 2041 | 0 | 0 | 0 | 0 | 0 | 0
[6 empty] | 2042 | 0 | 0 | 0 | [35 empty] | 2042 | 0 | 0 | 0 | 0 | 0 | 0 | 2042 | 0 | 0 | 0 | 0 | 0 | 0
[6 empty] | 2043 | 0 | 0 | 0 | [35 empty] | 2043 | 0 | 0 | 0 | 0 | 0 | 0 | 2043 | 0 | 0 | 0 | 0 | 0 | 0
[6 empty] | 2044 | 0 | 0 | 0 | [35 empty] | 2044 | 0 | 0 | 0 | 0 | 0 | 0 | 2044 | 0 | 0 | 0 | 0 | 0 | 0
[6 empty] | 2045 | 0 | 0 | 0 | [35 empty] | 2045 | 0 | 0 | 0 | 0 | 0 | 0 | 2045 | 0 | 0 | 0 | 0 | 0 | 0
[6 empty] | Total | 15867325.1483 | 15656436.4199 | 15489436.4199 | 0 | 0 | 0
7: Fixed O&M - Labor | [14 empty] | 1st Unit - Step 1 - Reduce baseline based on scenario | [7 empty] | 1st Unit - Step 1 - Single Unit Operation and Retirement | [6 empty] | 2nd Unit - Step 1 - Reduce baseline based on scenario | [7 empty] | 2nd Unit - Step 1 - Single Unit Operation and Retirement
[6 empty] | Year | 10 | 10A | 10B | 10C | 10D | 10E |  |  | Year | Baseline | 10 | 10A | 10B | 10C | 10D | 10E | Year | 10 | 10A | 10B | 10C | 10D | 10E | Year | Baseline | 10 | 10A | 10B | 10C | 10D | 10E | Year | 10 | 10A | 10B | 10C | 10D | 10E
[6 empty] | 2017 | 18063856.14 | 18063856.14 | 18063856.14 | 0 | 0 | 0 |  |  | 2017 | 5908687.3434 | A | A | A | Retired | Retired | Retired | 2017 | 5908687.3434 | 5908687.3434 | 5908687.3434 | 0 | 0 | 0 | 2017 | 12155168.7966 | A | A | A | Retired | Retired | Retired | 2017 | 12155168.7966 | 12155168.7966 | 12155168.7966 | 0 | 0 | 0
[6 empty] | 2018 | 16632735.5664 | 18538569.85 | 18538569.85 | 0 | 0 | 0 |  |  | 2018 | 6063966.1979 | B | A | A | Retired | Retired | Retired | 2018 | 5440567.8038 | 6063966.1979 | 6063966.1979 | 0 | 0 | 0 | 2018 | 12474603.6521 | B | A | A | Retired | Retired | Retired | 2018 | 11192167.7626 | 12474603.6521 | 12474603.6521 | 0 | 0 | 0
[6 empty] | 2019 | 16916012.2049 | 16916012.2049 | 18854305.27 | 0 | 0 | 0 |  |  | 2019 | 6167243.2538 | B | B | A | Retired | Retired | Retired | 2019 | 5533227.5922 | 5533227.5922 | 6167243.2538 | 0 | 0 | 0 | 2019 | 12687062.0162 | B | B | A | Retired | Retired | Retired | 2019 | 11382784.6127 | 11382784.6127 | 12687062.0162 | 0 | 0 | 0
[6 empty] | 2020 | 17795841.4744 | 17795841.4744 | 17795841.4744 | 0 | 0 | 0 |  |  | 2020 | 6488011.5922 | B | B | B | Retired | Retired | Retired | 2020 | 5821019.7463 | 5821019.7463 | 5821019.7463 | 0 | 0 | 0 | 2020 | 13346936.7178 | B | B | B | Retired | Retired | Retired | 2020 | 11974821.7281 | 11974821.7281 | 11974821.7281 | 0 | 0 | 0
[6 empty] | 2021 | 17896680.8075 | 17896680.8075 | 17896680.8075 | 0 | 0 | 0 |  |  | 2021 | 6524775.6173 | B | B | B | Retired | Retired | Retired | 2021 | 5854004.2921 | 5854004.2921 | 5854004.2921 | 0 | 0 | 0 | 2021 | 13422566.5327 | B | B | B | Retired | Retired | Retired | 2021 | 12042676.5154 | 12042676.5154 | 12042676.5154 | 0 | 0 | 0
[6 empty] | 2022 | 18254614.4236 | 18254614.4236 | 18254614.4236 | 0 | 0 | 0 |  |  | 2022 | 6655271.1296 | B | B | B | Retired | Retired | Retired | 2022 | 5971084.378 | 5971084.378 | 5971084.378 | 0 | 0 | 0 | 2022 | 13691017.8634 | B | B | B | Retired | Retired | Retired | 2022 | 12283530.0457 | 12283530.0457 | 12283530.0457 | 0 | 0 | 0
[6 empty] | 2023 | 18619706.7121 | 18619706.7121 | 18619706.7121 | 0 | 0 | 0 |  |  | 2023 | 6788376.5522 | B | B | B | Retired | Retired | Retired | 2023 | 6090506.0655 | 6090506.0655 | 6090506.0655 | 0 | 0 | 0 | 2023 | 13964838.2207 | B | B | B | Retired | Retired | Retired | 2023 | 12529200.6466 | 12529200.6466 | 12529200.6466 | 0 | 0 | 0
[6 empty] | 2024 | 18992100.8463 | 18992100.8463 | 18992100.8463 | 0 | 0 | 0 |  |  | 2024 | 6924144.0832 | B | B | B | Retired | Retired | Retired | 2024 | 6212316.1868 | 6212316.1868 | 6212316.1868 | 0 | 0 | 0 | 2024 | 14244134.9851 | B | B | B | Retired | Retired | Retired | 2024 | 12779784.6595 | 12779784.6595 | 12779784.6595 | 0 | 0 | 0
[6 empty] | 2025 | 19371942.8633 | 19371942.8633 | 19371942.8633 | 0 | 0 | 0 |  |  | 2025 | 7062626.9649 | B | B | B | Retired | Retired | Retired | 2025 | 6336562.5106 | 6336562.5106 | 6336562.5106 | 0 | 0 | 0 | 2025 | 14529017.6848 | B | B | B | Retired | Retired | Retired | 2025 | 13035380.3527 | 13035380.3527 | 13035380.3527 | 0 | 0 | 0
[6 empty] | 2026 | 19759381.7205 | 19759381.7205 | 19759381.7205 | 0 | 0 | 0 |  |  | 2026 | 7203879.5042 | B | B | B | Retired | Retired | Retired | 2026 | 6463293.7608 | 6463293.7608 | 6463293.7608 | 0 | 0 | 0 | 2026 | 14819598.0385 | B | B | B | Retired | Retired | Retired | 2026 | 13296087.9597 | 13296087.9597 | 13296087.9597 | 0 | 0 | 0
[6 empty] | 2027 | 20154569.3549 | 20154569.3549 | 20154569.3549 | 0 | 0 | 0 |  |  | 2027 | 7347957.0943 | B | B | B | Retired | Retired | Retired | 2027 | 6592559.636 | 6592559.636 | 6592559.636 | 0 | 0 | 0 | 2027 | 15115989.9992 | B | B | B | Retired | Retired | Retired | 2027 | 13562009.7189 | 13562009.7189 | 13562009.7189 | 0 | 0 | 0
[6 empty] | 2028 | 20557660.742 | 20557660.742 | 0 | 0 | 0 | 0 |  |  | 2028 | 7494916.2362 | B | B | Retired | Retired | Retired | Retired | 2028 | 6724410.8287 | 6724410.8287 | 0 | 0 | 0 | 0 | 2028 | 15418309.7992 | B | B | Retired | Retired | Retired | Retired | 2028 | 13833249.9133 | 13833249.9133 | 0 | 0 | 0 | 0
[6 empty] | 2029 | 20968813.9569 | 0 | 0 | 0 | 0 | 0 |  |  | 2029 | 7644814.5609 | B | Retired | Retired | Retired | Retired | Retired | 2029 | 6858899.0453 | 0 | 0 | 0 | 0 | 0 | 2029 | 15726675.9952 | B | Retired | Retired | Retired | Retired | Retired | 2029 | 14109914.9116 | 0 | 0 | 0 | 0 | 0
[6 empty] | 2030 | 0 | 0 | 0 | 0 | 0 | 0 |  |  | 2030 | 7797710.8521 | Retired | Retired | Retired | Retired | Retired | Retired | 2030 | 0 | 0 | 0 | 0 | 0 | 0 | 2030 | 16041209.5151 | Retired | Retired | Retired | Retired | Retired | Retired | 2030 | 0 | 0 | 0 | 0 | 0 | 0
[6 empty] | 2031 | 0 | 0 | 0 | 0 | 0 | 0 |  |  | 2031 | 7953665.0692 | Retired | Retired | Retired | Retired | Retired | Retired | 2031 | 0 | 0 | 0 | 0 | 0 | 0 | 2031 | 16362033.7054 | Retired | Retired | Retired | Retired | Retired | Retired | 2031 | 0 | 0 | 0 | 0 | 0 | 0
[6 empty] | 2032 | 0 | 0 | 0 | 0 | 0 | 0 |  |  | 2032 | 8112738.3705 | Retired | Retired | Retired | Retired | Retired | Retired | 2032 | 0 | 0 | 0 | 0 | 0 | 0 | 2032 | 16689274.3795 | Retired | Retired | Retired | Retired | Retired | Retired | 2032 | 0 | 0 | 0 | 0 | 0 | 0
[6 empty] | 2033 | 0 | 0 | 0 | 0 | 0 | 0 |  |  | 2033 | 8274993.138 | Retired | Retired | Retired | Retired | Retired | Retired | 2033 | 0 | 0 | 0 | 0 | 0 | 0 | 2033 | 17023059.8671 | Retired | Retired | Retired | Retired | Retired | Retired | 2033 | 0 | 0 | 0 | 0 | 0 | 0
[6 empty] | 2034 | 0 | 0 | 0 | 0 | 0 | 0 |  |  | 2034 | 8440493.0007 | Retired | Retired | Retired | Retired | Retired | Retired | 2034 | 0 | 0 | 0 | 0 | 0 | 0 | 2034 | 17363521.0645 | Retired | Retired | Retired | Retired | Retired | Retired | 2034 | 0 | 0 | 0 | 0 | 0 | 0
[6 empty] | 2035 | 0 | 0 | 0 | 0 | 0 | 0 |  |  | 2035 | 8609302.8607 | Retired | Retired | Retired | Retired | Retired | Retired | 2035 | 0 | 0 | 0 | 0 | 0 | 0 | 2035 | 17710791.4857 | Retired | Retired | Retired | Retired | Retired | Retired | 2035 | 0 | 0 | 0 | 0 | 0 | 0
[6 empty] | 2036 | 0 | 0 | 0 | 0 | 0 | 0 |  |  | 2036 | 8781488.9179 | Retired | Retired | Retired | Retired | Retired | Retired | 2036 | 0 | 0 | 0 | 0 | 0 | 0 | 2036 | 18065007.3155 | Retired | Retired | Retired | Retired | Retired | Retired | 2036 | 0 | 0 | 0 | 0 | 0 | 0
[6 empty] | 2037 | 0 | 0 | 0 | 0 | 0 | 0 |  |  | 2037 | 8957118.6963 | Retired | Retired | Retired | Retired | Retired | Retired | 2037 | 0 | 0 | 0 | 0 | 0 | 0 | 2037 | 18426307.4618 | Retired | Retired | Retired | Retired | Retired | Retired | 2037 | 0 | 0 | 0 | 0 | 0 | 0
[6 empty] | 2038 | 0 | 0 | 0 | 0 | 0 | 0 |  |  | 2038 | 9136261.0702 | Retired | Retired | Retired | Retired | Retired | Retired | 2038 | 0 | 0 | 0 | 0 | 0 | 0 | 2038 | 18794833.611 | Retired | Retired | Retired | Retired | Retired | Retired | 2038 | 0 | 0 | 0 | 0 | 0 | 0
[6 empty] | 2039 | 0 | 0 | 0 | 0 | 0 | 0 |  |  | 2039 | 9318986.2916 | Retired | Retired | Retired | Retired | Retired | Retired | 2039 | 0 | 0 | 0 | 0 | 0 | 0 | 2039 | 19170730.2832 | Retired | Retired | Retired | Retired | Retired | Retired | 2039 | 0 | 0 | 0 | 0 | 0 | 0
[6 empty] | 2040 | 0 | 0 | 0 | 0 | 0 | 0 |  |  | 2040 | 9505366.0175 | Retired | Retired | Retired | Retired | Retired | Retired | 2040 | 0 | 0 | 0 | 0 | 0 | 0 | 2040 | 19554144.8889 | Retired | Retired | Retired | Retired | Retired | Retired | 2040 | 0 | 0 | 0 | 0 | 0 | 0
[6 empty] | 2041 | 0 | 0 | 0 | 0 | 0 | 0 |  |  | 2041 | 9695473.3378 | Retired | Retired | Retired | Retired | Retired | Retired | 2041 | 0 | 0 | 0 | 0 | 0 | 0 | 2041 | 19945227.7867 | Retired | Retired | Retired | Retired | Retired | Retired | 2041 | 0 | 0 | 0 | 0 | 0 | 0
[6 empty] | 2042 | 0 | 0 | 0 | 0 | 0 | 0 |  |  | 2042 | 9889382.8046 | Retired | Retired | Retired | Retired | Retired | Retired | 2042 | 0 | 0 | 0 | 0 | 0 | 0 | 2042 | 20344132.3424 | Retired | Retired | Retired | Retired | Retired | Retired | 2042 | 0 | 0 | 0 | 0 | 0 | 0
[6 empty] | 2043 | 0 | 0 | 0 | 0 | 0 | 0 |  |  | 2043 | 10087170.4607 | Retired | Retired | Retired | Retired | Retired | Retired | 2043 | 0 | 0 | 0 | 0 | 0 | 0 | 2043 | 20751014.9892 | Retired | Retired | Retired | Retired | Retired | Retired | 2043 | 0 | 0 | 0 | 0 | 0 | 0
[6 empty] | 2044 | 0 | 0 | 0 | 0 | 0 | 0 |  |  | 2044 | 10288913.8699 | Retired | Retired | Retired | Retired | Retired | Retired | 2044 | 0 | 0 | 0 | 0 | 0 | 0 | 2044 | 21166035.289 | Retired | Retired | Retired | Retired | Retired | Retired | 2044 | 0 | 0 | 0 | 0 | 0 | 0
[6 empty] | 2045 | 0 | 0 | 0 | 0 | 0 | 0 |  |  | 2045 | 10494692.1473 | Retired | Retired | Retired | Retired | Retired | Retired | 2045 | 0 | 0 | 0 | 0 | 0 | 0 | 2045 | 21589355.9948 | Retired | Retired | Retired | Retired | Retired | Retired | 2045 | 0 | 0 | 0 | 0 | 0 | 0
[6 empty] | Total | 243983916.8128 | 224920937.1396 | 206301569.4627 | 0 | 0 | 0
*Reduced operations percentages are contained on the "Fixed - Other" Tab
8: Fixed O&M - Other | [14 empty] | 1st Unit - Step 1 - Reduce baseline based on scenario | [7 empty] | 1st Unit - Step 2 - Single Unit Operation and Retirement | [6 empty] | 2nd Unit - Step 1 - Reduce baseline based on scenario | [7 empty] | 2nd Unit - Step 2 - Single Unit Operation and Retirement
[6 empty] | Year | 10 | 10A | 10B | 10C | 10D | 10E |  |  | Year | Baseline | 10 | 10A | 10B | 10C | 10D | 10E | Year | 10 | 10A | 10B | 10C | 10D | 10E | Year | Baseline | 10 | 10A | 10B | 10C | 10D | 10E | Year | 10 | 10A | 10B | 10C | 10D | 10E
[6 empty] | 2017 | 10696150.39 | 10696150.39 | 10696150.39 | 0 | 0 | 0 |  |  | 2017 | 4605762.3579 | 4605762.3579 | 4605762.3579 | 4605762.3579 | 4605762.3579 | 4605762.3579 | 4605762.3579 | 2017 | 4605762.3579 | 4605762.3579 | 4605762.3579 | 0 | 0 | 0 | 2017 | 6090388.0321 | 6090388.0321 | 6090388.0321 | 6090388.0321 | 6090388.0321 | 6090388.0321 | 6090388.0321 | 2017 | 6090388.0321 | 6090388.0321 | 6090388.0321 | 0 | 0 | 0
[6 empty] | 2018 | 8051695.47 | 10735593.96 | 10735593.96 | 0 | 0 | 0 |  |  | 2018 | 4622746.7592 | 3467060.0694 | 4622746.7592 | 4622746.7592 | 4622746.7592 | 4622746.7592 | 4622746.7592 | 2018 | 3467060.0694 | 4622746.7592 | 4622746.7592 | 0 | 0 | 0 | 2018 | 6112847.2008 | 4584635.4006 | 6112847.2008 | 6112847.2008 | 6112847.2008 | 6112847.2008 | 6112847.2008 | 2018 | 4584635.4006 | 6112847.2008 | 6112847.2008 | 0 | 0 | 0
[6 empty] | 2019 | 6101121.825 | 6101121.825 | 8134829.1 | 0 | 0 | 0 |  |  | 2019 | 3502857.4105 | 2627143.0578 | 2627143.0578 | 3502857.4105 | 3502857.4105 | 3502857.4105 | 3502857.4105 | 2019 | 2627143.0578 | 2627143.0578 | 3502857.4105 | 0 | 0 | 0 | 2019 | 4631971.6895 | 3473978.7672 | 3473978.7672 | 4631971.6895 | 4631971.6895 | 4631971.6895 | 4631971.6895 | 2019 | 3473978.7672 | 3473978.7672 | 4631971.6895 | 0 | 0 | 0
[6 empty] | 2020 | 8004623.85 | 8004623.85 | 8004623.85 | 0 | 0 | 0 |  |  | 2020 | 4595721.3731 | 3446791.0298 | 3446791.0298 | 3446791.0298 | 4595721.3731 | 4595721.3731 | 4595721.3731 | 2020 | 3446791.0298 | 3446791.0298 | 3446791.0298 | 0 | 0 | 0 | 2020 | 6077110.4269 | 4557832.8202 | 4557832.8202 | 4557832.8202 | 6077110.4269 | 6077110.4269 | 6077110.4269 | 2020 | 4557832.8202 | 4557832.8202 | 4557832.8202 | 0 | 0 | 0
[6 empty] | 2021 | 7644655.5 | 7644655.5 | 7644655.5 | 0 | 0 | 0 |  |  | 2021 | 4389051.5444 | 3291788.6583 | 3291788.6583 | 3291788.6583 | 4389051.5444 | 4389051.5444 | 4389051.5444 | 2021 | 3291788.6583 | 3291788.6583 | 3291788.6583 | 0 | 0 | 0 | 2021 | 5803822.4556 | 4352866.8417 | 4352866.8417 | 4352866.8417 | 5803822.4556 | 5803822.4556 | 5803822.4556 | 2021 | 4352866.8417 | 4352866.8417 | 4352866.8417 | 0 | 0 | 0
[6 empty] | 2022 | 7797548.61 | 7797548.61 | 7797548.61 | 0 | 0 | 0 |  |  | 2022 | 4476832.5753 | 3357624.4315 | 3357624.4315 | 3357624.4315 | 4476832.5753 | 4476832.5753 | 4476832.5753 | 2022 | 3357624.4315 | 3357624.4315 | 3357624.4315 | 0 | 0 | 0 | 2022 | 5919898.9047 | 4439924.1785 | 4439924.1785 | 4439924.1785 | 5919898.9047 | 5919898.9047 | 5919898.9047 | 2022 | 4439924.1785 | 4439924.1785 | 4439924.1785 | 0 | 0 | 0
[6 empty] | 2023 | 7953499.5822 | 7953499.5822 | 7953499.5822 | 0 | 0 | 0 |  |  | 2023 | 4566369.2268 | 3424776.9201 | 3424776.9201 | 3424776.9201 | 4566369.2268 | 4566369.2268 | 4566369.2268 | 2023 | 3424776.9201 | 3424776.9201 | 3424776.9201 | 0 | 0 | 0 | 2023 | 6038296.8828 | 4528722.6621 | 4528722.6621 | 4528722.6621 | 6038296.8828 | 6038296.8828 | 6038296.8828 | 2023 | 4528722.6621 | 4528722.6621 | 4528722.6621 | 0 | 0 | 0
[6 empty] | 2024 | 8112569.5738 | 8112569.5738 | 8112569.5738 | 0 | 0 | 0 |  |  | 2024 | 4657696.6113 | 3493272.4585 | 3493272.4585 | 3493272.4585 | 4657696.6113 | 4657696.6113 | 4657696.6113 | 2024 | 3493272.4585 | 3493272.4585 | 3493272.4585 | 0 | 0 | 0 | 2024 | 6159062.8205 | 4619297.1153 | 4619297.1153 | 4619297.1153 | 6159062.8205 | 6159062.8205 | 6159062.8205 | 2024 | 4619297.1153 | 4619297.1153 | 4619297.1153 | 0 | 0 | 0
[6 empty] | 2025 | 8274820.9653 | 8274820.9653 | 8274820.9653 | 0 | 0 | 0 |  |  | 2025 | 4750850.5436 | 3563137.9077 | 3563137.9077 | 3563137.9077 | 4750850.5436 | 4750850.5436 | 4750850.5436 | 2025 | 3563137.9077 | 3563137.9077 | 3563137.9077 | 0 | 0 | 0 | 2025 | 6282244.0769 | 4711683.0577 | 4711683.0577 | 4711683.0577 | 6282244.0769 | 6282244.0769 | 6282244.0769 | 2025 | 4711683.0577 | 4711683.0577 | 4711683.0577 | 0 | 0 | 0
[6 empty] | 2026 | 8440317.3846 | 8440317.3846 | 8440317.3846 | 0 | 0 | 0 |  |  | 2026 | 4845867.5544 | 3634400.6658 | 3634400.6658 | 3634400.6658 | 4845867.5544 | 4845867.5544 | 4845867.5544 | 2026 | 3634400.6658 | 3634400.6658 | 3634400.6658 | 0 | 0 | 0 | 2026 | 6407888.9584 | 4805916.7188 | 4805916.7188 | 4805916.7188 | 6407888.9584 | 6407888.9584 | 6407888.9584 | 2026 | 4805916.7188 | 4805916.7188 | 4805916.7188 | 0 | 0 | 0
[6 empty] | 2027 | 8609123.7323 | 8609123.7323 | 8609123.7323 | 0 | 0 | 0 |  |  | 2027 | 4942784.9055 | 3707088.6791 | 3707088.6791 | 3707088.6791 | 4942784.9055 | 4942784.9055 | 4942784.9055 | 2027 | 3707088.6791 | 3707088.6791 | 3707088.6791 | 0 | 0 | 0 | 2027 | 6536046.7376 | 4902035.0532 | 4902035.0532 | 4902035.0532 | 6536046.7376 | 6536046.7376 | 6536046.7376 | 2027 | 4902035.0532 | 4902035.0532 | 4902035.0532 | 0 | 0 | 0
[6 empty] | 2028 | 8781306.207 | 8781306.207 | 0 | 0 | 0 | 0 |  |  | 2028 | 5041640.6036 | 3781230.4527 | 3781230.4527 | 3781230.4527 | 5041640.6036 | 5041640.6036 | 5041640.6036 | 2028 | 3781230.4527 | 3781230.4527 | 0 | 0 | 0 | 0 | 2028 | 6666767.6723 | 5000075.7542 | 5000075.7542 | 5000075.7542 | 6666767.6723 | 6666767.6723 | 6666767.6723 | 2028 | 5000075.7542 | 5000075.7542 | 0 | 0 | 0 | 0
[6 empty] | 2029 | 8956932.3311 | 0 | 0 | 0 | 0 | 0 |  |  | 2029 | 5142473.4157 | 3856855.0618 | 3856855.0618 | 3856855.0618 | 5142473.4157 | 5142473.4157 | 5142473.4157 | 2029 | 3856855.0618 | 0 | 0 | 0 | 0 | 0 | 2029 | 6800103.0258 | 5100077.2693 | 5100077.2693 | 5100077.2693 | 6800103.0258 | 6800103.0258 | 6800103.0258 | 2029 | 5100077.2693 | 0 | 0 | 0 | 0 | 0
[6 empty] | 2030 | 0 | 0 | 0 | 0 | 0 | 0 |  |  | 2030 | 5245322.884 | 3933992.163 | 3933992.163 | 3933992.163 | 5245322.884 | 5245322.884 | 5245322.884 | 2030 | 0 | 0 | 0 | 0 | 0 | 0 | 2030 | 6936105.0863 | 5202078.8147 | 5202078.8147 | 5202078.8147 | 6936105.0863 | 6936105.0863 | 6936105.0863 | 2030 | 0 | 0 | 0 | 0 | 0 | 0
[6 empty] | 2031 | 0 | 0 | 0 | 0 | 0 | 0 |  |  | 2031 | 5350229.3417 | 4012672.0063 | 4012672.0063 | 4012672.0063 | 5350229.3417 | 5350229.3417 | 5350229.3417 | 2031 | 0 | 0 | 0 | 0 | 0 | 0 | 2031 | 7074827.188 | 5306120.391 | 5306120.391 | 5306120.391 | 7074827.188 | 7074827.188 | 7074827.188 | 2031 | 0 | 0 | 0 | 0 | 0 | 0
[6 empty] | 2032 | 0 | 0 | 0 | 0 | 0 | 0 |  |  | 2032 | 5457233.9285 | 4092925.4464 | 4092925.4464 | 4092925.4464 | 5457233.9285 | 5457233.9285 | 5457233.9285 | 2032 | 0 | 0 | 0 | 0 | 0 | 0 | 2032 | 7216323.7318 | 5412242.7988 | 5412242.7988 | 5412242.7988 | 7216323.7318 | 7216323.7318 | 7216323.7318 | 2032 | 0 | 0 | 0 | 0 | 0 | 0
[6 empty] | 2033 | 0 | 0 | 0 | 0 | 0 | 0 |  |  | 2033 | 5566378.6071 | 4174783.9553 | 4174783.9553 | 4174783.9553 | 5566378.6071 | 5566378.6071 | 5566378.6071 | 2033 | 0 | 0 | 0 | 0 | 0 | 0 | 2033 | 7360650.2064 | 5520487.6548 | 5520487.6548 | 5520487.6548 | 7360650.2064 | 7360650.2064 | 7360650.2064 | 2033 | 0 | 0 | 0 | 0 | 0 | 0
[6 empty] | 2034 | 0 | 0 | 0 | 0 | 0 | 0 |  |  | 2034 | 5677706.1792 | 4258279.6344 | 4258279.6344 | 4258279.6344 | 5677706.1792 | 5677706.1792 | 5677706.1792 | 2034 | 0 | 0 | 0 | 0 | 0 | 0 | 2034 | 7507863.2105 | 5630897.4079 | 5630897.4079 | 5630897.4079 | 7507863.2105 | 7507863.2105 | 7507863.2105 | 2034 | 0 | 0 | 0 | 0 | 0 | 0
[6 empty] | 2035 | 0 | 0 | 0 | 0 | 0 | 0 |  |  | 2035 | 5791260.3028 | 4343445.2271 | 4343445.2271 | 4343445.2271 | 5791260.3028 | 5791260.3028 | 5791260.3028 | 2035 | 0 | 0 | 0 | 0 | 0 | 0 | 2035 | 7658020.4748 | 5743515.3561 | 5743515.3561 | 5743515.3561 | 7658020.4748 | 7658020.4748 | 7658020.4748 | 2035 | 0 | 0 | 0 | 0 | 0 | 0
[6 empty] | 2036 | 0 | 0 | 0 | 0 | 0 | 0 |  |  | 2036 | 5907085.5089 | 4430314.1317 | 4430314.1317 | 4430314.1317 | 5907085.5089 | 5907085.5089 | 5907085.5089 | 2036 | 0 | 0 | 0 | 0 | 0 | 0 | 2036 | 7811180.8842 | 5858385.6632 | 5858385.6632 | 5858385.6632 | 7811180.8842 | 7811180.8842 | 7811180.8842 | 2036 | 0 | 0 | 0 | 0 | 0 | 0
[6 empty] | 2037 | 0 | 0 | 0 | 0 | 0 | 0 |  |  | 2037 | 6025227.2191 | 4518920.4143 | 4518920.4143 | 4518920.4143 | 6025227.2191 | 6025227.2191 | 6025227.2191 | 2037 | 0 | 0 | 0 | 0 | 0 | 0 | 2037 | 7967404.5019 | 5975553.3764 | 5975553.3764 | 5975553.3764 | 7967404.5019 | 7967404.5019 | 7967404.5019 | 2037 | 0 | 0 | 0 | 0 | 0 | 0
[6 empty] | 2038 | 0 | 0 | 0 | 0 | 0 | 0 |  |  | 2038 | 6145731.7634 | 4609298.8226 | 4609298.8226 | 4609298.8226 | 6145731.7634 | 6145731.7634 | 6145731.7634 | 2038 | 0 | 0 | 0 | 0 | 0 | 0 | 2038 | 8126752.592 | 6095064.444 | 6095064.444 | 6095064.444 | 8126752.592 | 8126752.592 | 8126752.592 | 2038 | 0 | 0 | 0 | 0 | 0 | 0
[6 empty] | 2039 | 0 | 0 | 0 | 0 | 0 | 0 |  |  | 2039 | 6268646.3987 | 4701484.799 | 4701484.799 | 4701484.799 | 6268646.3987 | 6268646.3987 | 6268646.3987 | 2039 | 0 | 0 | 0 | 0 | 0 | 0 | 2039 | 8289287.6438 | 6216965.7329 | 6216965.7329 | 6216965.7329 | 8289287.6438 | 8289287.6438 | 8289287.6438 | 2039 | 0 | 0 | 0 | 0 | 0 | 0
[6 empty] | 2040 | 0 | 0 | 0 | 0 | 0 | 0 |  |  | 2040 | 6394019.3267 | 4795514.495 | 4795514.495 | 4795514.495 | 6394019.3267 | 6394019.3267 | 6394019.3267 | 2040 | 0 | 0 | 0 | 0 | 0 | 0 | 2040 | 8455073.3967 | 6341305.0475 | 6341305.0475 | 6341305.0475 | 8455073.3967 | 8455073.3967 | 8455073.3967 | 2040 | 0 | 0 | 0 | 0 | 0 | 0
[6 empty] | 2041 | 0 | 0 | 0 | 0 | 0 | 0 |  |  | 2041 | 6521899.7132 | 4891424.7849 | 4891424.7849 | 4891424.7849 | 6521899.7132 | 6521899.7132 | 6521899.7132 | 2041 | 0 | 0 | 0 | 0 | 0 | 0 | 2041 | 8624174.8646 | 6468131.1485 | 6468131.1485 | 6468131.1485 | 8624174.8646 | 8624174.8646 | 8624174.8646 | 2041 | 0 | 0 | 0 | 0 | 0 | 0
[6 empty] | 2042 | 0 | 0 | 0 | 0 | 0 | 0 |  |  | 2042 | 6652337.7075 | 4989253.2806 | 4989253.2806 | 4989253.2806 | 6652337.7075 | 6652337.7075 | 6652337.7075 | 2042 | 0 | 0 | 0 | 0 | 0 | 0 | 2042 | 8796658.3619 | 6597493.7714 | 6597493.7714 | 6597493.7714 | 8796658.3619 | 8796658.3619 | 8796658.3619 | 2042 | 0 | 0 | 0 | 0 | 0 | 0
[6 empty] | 2043 | 0 | 0 | 0 | 0 | 0 | 0 |  |  | 2043 | 6785384.4616 | 5089038.3462 | 5089038.3462 | 5089038.3462 | 6785384.4616 | 6785384.4616 | 6785384.4616 | 2043 | 0 | 0 | 0 | 0 | 0 | 0 | 2043 | 8972591.5292 | 6729443.6469 | 6729443.6469 | 6729443.6469 | 8972591.5292 | 8972591.5292 | 8972591.5292 | 2043 | 0 | 0 | 0 | 0 | 0 | 0
[6 empty] | 2044 | 0 | 0 | 0 | 0 | 0 | 0 |  |  | 2044 | 6921092.1509 | 5190819.1131 | 5190819.1131 | 5190819.1131 | 6921092.1509 | 6921092.1509 | 6921092.1509 | 2044 | 0 | 0 | 0 | 0 | 0 | 0 | 2044 | 9152043.3597 | 6864032.5198 | 6864032.5198 | 6864032.5198 | 9152043.3597 | 9152043.3597 | 9152043.3597 | 2044 | 0 | 0 | 0 | 0 | 0 | 0
[6 empty] | 2045 | 0 | 0 | 0 | 0 | 0 | 0 |  |  | 2045 | 7059513.9939 | 5294635.4954 | 5294635.4954 | 5294635.4954 | 7059513.9939 | 7059513.9939 | 7059513.9939 | 2045 | 0 | 0 | 0 | 0 | 0 | 0 | 2045 | 9335084.2269 | 7001313.1702 | 7001313.1702 | 7001313.1702 | 9335084.2269 | 9335084.2269 | 9335084.2269 | 2045 | 0 | 0 | 0 | 0 | 0 | 0
[6 empty] | Total | 107424365.4214 | 101151331.5803 | 94403732.6483 | 0 | 0 | 0
9: Variable O&M
[15 empty] | 1st Unit - Step 1 - Reduce baseline based on NCF | [7 empty] | 1st Unit - Step 2 - Convert MWh to Dollars | [6 empty] | 2nd Unit - Step 1 - Reduce baseline based on NCF | [7 empty] | 2nd Unit - Step 2 - Convert MWh to Dollars | [6 empty] | Increase in water costs after construction of Jones Pipeline
[6 empty] | Year | 10 | 10A | 10B | 10C | 10D | 10E |  |  | Year | Baseline | 10 | 10A | 10B | 10C | 10D | 10E | Year | 10 | 10A | 10B | 10C | 10D | 10E | Year | Baseline | 10 | 10A | 10B | 10C | 10D | 10E | Year | 10 | 10A | 10B | 10C | 10D | 10E | Year | 10 | 10A | 10B | 10C | 10D | 10E
[6 empty] | 2017 | 2076817 | 2076817 | 2076817 | 0 | 0 | 0 |  |  | 2017 | 0.26626 | 3899952 | 3899952 | 3899952 | 0 | 0 | 0 | 2017 | 1038408.5 | 1038408.5 | 1038408.5 | 0 | 0 | 0 | 2017 | 0.26626 | 3899952 | 3899952 | 3899952 | 0 | 0 | 0 | 2017 | 1038408.5 | 1038408.5 | 1038408.5 | 0 | 0 | 0 | 2017 | 0 | 0 | 0 | 0 | 0 | 0
[6 empty] | 2018 | 845700.6619 | 2179106 | 2179106 | 0 | 0 | 0 |  |  | 2018 | 0.27938 | 844989.6 | 3899952 | 3899952 | 0 | 0 | 0 | 2018 | 236069.8167 | 1089553 | 1089553 | 0 | 0 | 0 | 2018 | 0.27938 | 2182116 | 3899952 | 3899952 | 0 | 0 | 0 | 2018 | 609630.8452 | 1089553 | 1089553 | 0 | 0 | 0 | 2018 | 0 | 0 | 0 | 0 | 0 | 0
[6 empty] | 2019 | 1091384.3524 | 1091384.3524 | 2812156 | 0 | 0 | 0 |  |  | 2019 | 0.36054 | 844989.6 | 844989.6 | 3899952 | 0 | 0 | 0 | 2019 | 304650.2333 | 304650.2333 | 1406078 | 0 | 0 | 0 | 2019 | 0.36054 | 2182116 | 2182116 | 3899952 | 0 | 0 | 0 | 2019 | 786734.119 | 786734.119 | 1406078 | 0 | 0 | 0 | 2019 | 0 | 0 | 0 | 0 | 0 | 0
[6 empty] | 2020 | 1126205.4214 | 1126205.4214 | 1126205.4214 | 0 | 0 | 0 |  |  | 2020 | 0.37204 | 844989.6 | 844989.6 | 844989.6 | 0 | 0 | 0 | 2020 | 314370.225 | 314370.225 | 314370.225 | 0 | 0 | 0 | 2020 | 0.37204 | 2182116 | 2182116 | 2182116 | 0 | 0 | 0 | 2020 | 811835.1964 | 811835.1964 | 811835.1964 | 0 | 0 | 0 | 2020 | 0 | 0 | 0 | 0 | 0 | 0
[6 empty] | 2021 | 1169999.2524 | 1169999.2524 | 1169999.2524 | 0 | 0 | 0 |  |  | 2021 | 0.38651 | 844989.6 | 844989.6 | 844989.6 | 0 | 0 | 0 | 2021 | 326594.8833 | 326594.8833 | 326594.8833 | 0 | 0 | 0 | 2021 | 0.38651 | 2182116 | 2182116 | 2182116 | 0 | 0 | 0 | 2021 | 843404.369 | 843404.369 | 843404.369 | 0 | 0 | 0 | 2021 | 0 | 0 | 0 | 0 | 0 | 0
[6 empty] | 2022 | 1193399.2374 | 1193399.2374 | 1193399.2374 | 0 | 0 | 0 |  |  | 2022 | 0.39424 | 844989.6 | 844989.6 | 844989.6 | 0 | 0 | 0 | 2022 | 333126.781 | 333126.781 | 333126.781 | 0 | 0 | 0 | 2022 | 0.39424 | 2182116 | 2182116 | 2182116 | 0 | 0 | 0 | 2022 | 860272.4564 | 860272.4564 | 860272.4564 | 0 | 0 | 0 | 2022 | 0 | 0 | 0 | 0 | 0 | 0
[6 empty] | 2023 | 1217267.2222 | 1217267.2222 | 1217267.2222 | 0 | 0 | 0 |  |  | 2023 | 0.40212 | 844989.6 | 844989.6 | 844989.6 | 0 | 0 | 0 | 2023 | 339789.3166 | 339789.3166 | 339789.3166 | 0 | 0 | 0 | 2023 | 0.40212 | 2182116 | 2182116 | 2182116 | 0 | 0 | 0 | 2023 | 877477.9056 | 877477.9056 | 877477.9056 | 0 | 0 | 0 | 2023 | 0 | 0 | 0 | 0 | 0 | 0
[6 empty] | 2024 | 1241612.5666 | 1241612.5666 | 1241612.5666 | 0 | 0 | 0 |  |  | 2024 | 0.41016 | 844989.6 | 844989.6 | 844989.6 | 0 | 0 | 0 | 2024 | 346585.103 | 346585.103 | 346585.103 | 0 | 0 | 0 | 2024 | 0.41016 | 2182116 | 2182116 | 2182116 | 0 | 0 | 0 | 2024 | 895027.4637 | 895027.4637 | 895027.4637 | 0 | 0 | 0 | 2024 | 0 | 0 | 0 | 0 | 0 | 0
[6 empty] | 2025 | 1266444.818 | 1266444.818 | 1266444.818 | 0 | 0 | 0 |  |  | 2025 | 0.41837 | 844989.6 | 844989.6 | 844989.6 | 0 | 0 | 0 | 2025 | 353516.805 | 353516.805 | 353516.805 | 0 | 0 | 0 | 2025 | 0.41837 | 2182116 | 2182116 | 2182116 | 0 | 0 | 0 | 2025 | 912928.0129 | 912928.0129 | 912928.0129 | 0 | 0 | 0 | 2025 | 0 | 0 | 0 | 0 | 0 | 0
[6 empty] | 2026 | 1291773.7143 | 1291773.7143 | 1291773.7143 | 0 | 0 | 0 |  |  | 2026 | 0.42674 | 844989.6 | 844989.6 | 844989.6 | 0 | 0 | 0 | 2026 | 360587.1411 | 360587.1411 | 360587.1411 | 0 | 0 | 0 | 2026 | 0.42674 | 2182116 | 2182116 | 2182116 | 0 | 0 | 0 | 2026 | 931186.5732 | 931186.5732 | 931186.5732 | 0 | 0 | 0 | 2026 | 0 | 0 | 0 | 0 | 0 | 0
[6 empty] | 2027 | 1317609.1886 | 1317609.1886 | 1317609.1886 | 0 | 0 | 0 |  |  | 2027 | 0.43527 | 844989.6 | 844989.6 | 844989.6 | 0 | 0 | 0 | 2027 | 367798.8839 | 367798.8839 | 367798.8839 | 0 | 0 | 0 | 2027 | 0.43527 | 2182116 | 2182116 | 2182116 | 0 | 0 | 0 | 2027 | 949810.3047 | 949810.3047 | 949810.3047 | 0 | 0 | 0 | 2027 | 0 | 0 | 0 | 0 | 0 | 0
[6 empty] | 2028 | 1343961.3724 | 1343961.3724 | 0 | 0 | 0 | 0 |  |  | 2028 | 0.44398 | 844989.6 | 844989.6 | 0 | 0 | 0 | 0 | 2028 | 375154.8616 | 375154.8616 | 0 | 0 | 0 | 0 | 2028 | 0.44398 | 2182116 | 2182116 | 0 | 0 | 0 | 0 | 2028 | 968806.5108 | 968806.5108 | 0 | 0 | 0 | 0 | 2028 | 0 | 0 | 0 | 0 | 0 | 0
[6 empty] | 2029 | 1370840.5998 | 0 | 0 | 0 | 0 | 0 |  |  | 2029 | 0.45286 | 844989.6 | 0 | 0 | 0 | 0 | 0 | 2029 | 382657.9588 | 0 | 0 | 0 | 0 | 0 | 2029 | 0.45286 | 2182116 | 0 | 0 | 0 | 0 | 0 | 2029 | 988182.641 | 0 | 0 | 0 | 0 | 0 | 2029 | 0 | 0 | 0 | 0 | 0 | 0
[6 empty] | 2030 | 0 | 0 | 0 | 0 | 0 | 0 |  |  | 2030 | 0.46191 | 0 | 0 | 0 | 0 | 0 | 0 | 2030 | 0 | 0 | 0 | 0 | 0 | 0 | 2030 | 0.46191 | 0 | 0 | 0 | 0 | 0 | 0 | 2030 | 0 | 0 | 0 | 0 | 0 | 0 | 2030 | 0 | 0 | 0 | 0 | 0 | 0
[6 empty] | 2031 | 0 | 0 | 0 | 0 | 0 | 0 |  |  | 2031 | 0.47115 | 0 | 0 | 0 | 0 | 0 | 0 | 2031 | 0 | 0 | 0 | 0 | 0 | 0 | 2031 | 0.47115 | 0 | 0 | 0 | 0 | 0 | 0 | 2031 | 0 | 0 | 0 | 0 | 0 | 0 | 2031 | 0 | 0 | 0 | 0 | 0 | 0
[6 empty] | 2032 | 0 | 0 | 0 | 0 | 0 | 0 |  |  | 2032 | 0.48057 | 0 | 0 | 0 | 0 | 0 | 0 | 2032 | 0 | 0 | 0 | 0 | 0 | 0 | 2032 | 0.48057 | 0 | 0 | 0 | 0 | 0 | 0 | 2032 | 0 | 0 | 0 | 0 | 0 | 0 | 2032 | 0 | 0 | 0 | 0 | 0 | 0
[6 empty] | 2033 | 0 | 0 | 0 | 0 | 0 | 0 |  |  | 2033 | 0.49019 | 0 | 0 | 0 | 0 | 0 | 0 | 2033 | 0 | 0 | 0 | 0 | 0 | 0 | 2033 | 0.49019 | 0 | 0 | 0 | 0 | 0 | 0 | 2033 | 0 | 0 | 0 | 0 | 0 | 0 | 2033 | 0 | 0 | 0 | 0 | 0 | 0
[6 empty] | 2034 | 0 | 0 | 0 | 0 | 0 | 0 |  |  | 2034 | 0.49999 | 0 | 0 | 0 | 0 | 0 | 0 | 2034 | 0 | 0 | 0 | 0 | 0 | 0 | 2034 | 0.49999 | 0 | 0 | 0 | 0 | 0 | 0 | 2034 | 0 | 0 | 0 | 0 | 0 | 0 | 2034 | 0 | 0 | 0 | 0 | 0 | 0
[6 empty] | 2035 | 0 | 0 | 0 | 0 | 0 | 0 |  |  | 2035 | 0.50999 | 0 | 0 | 0 | 0 | 0 | 0 | 2035 | 0 | 0 | 0 | 0 | 0 | 0 | 2035 | 0.50999 | 0 | 0 | 0 | 0 | 0 | 0 | 2035 | 0 | 0 | 0 | 0 | 0 | 0 | 2035 | 0 | 0 | 0 | 0 | 0 | 0
[6 empty] | 2036 | 0 | 0 | 0 | 0 | 0 | 0 |  |  | 2036 | 0.52019 | 0 | 0 | 0 | 0 | 0 | 0 | 2036 | 0 | 0 | 0 | 0 | 0 | 0 | 2036 | 0.52019 | 0 | 0 | 0 | 0 | 0 | 0 | 2036 | 0 | 0 | 0 | 0 | 0 | 0 | 2036 | 0 | 0 | 0 | 0 | 0 | 0
[6 empty] | 2037 | 0 | 0 | 0 | 0 | 0 | 0 |  |  | 2037 | 0.53059 | 0 | 0 | 0 | 0 | 0 | 0 | 2037 | 0 | 0 | 0 | 0 | 0 | 0 | 2037 | 0.53059 | 0 | 0 | 0 | 0 | 0 | 0 | 2037 | 0 | 0 | 0 | 0 | 0 | 0 | 2037 | 0 | 0 | 0 | 0 | 0 | 0
[6 empty] | 2038 | 0 | 0 | 0 | 0 | 0 | 0 |  |  | 2038 | 0.5412 | 0 | 0 | 0 | 0 | 0 | 0 | 2038 | 0 | 0 | 0 | 0 | 0 | 0 | 2038 | 0.5412 | 0 | 0 | 0 | 0 | 0 | 0 | 2038 | 0 | 0 | 0 | 0 | 0 | 0 | 2038 | 0 | 0 | 0 | 0 | 0 | 0
[6 empty] | 2039 | 0 | 0 | 0 | 0 | 0 | 0 |  |  | 2039 | 0.55203 | 0 | 0 | 0 | 0 | 0 | 0 | 2039 | 0 | 0 | 0 | 0 | 0 | 0 | 2039 | 0.55203 | 0 | 0 | 0 | 0 | 0 | 0 | 2039 | 0 | 0 | 0 | 0 | 0 | 0 | 2039 | 0 | 0 | 0 | 0 | 0 | 0
[6 empty] | 2040 | 0 | 0 | 0 | 0 | 0 | 0 |  |  | 2040 | 0.56307 | 0 | 0 | 0 | 0 | 0 | 0 | 2040 | 0 | 0 | 0 | 0 | 0 | 0 | 2040 | 0.56307 | 0 | 0 | 0 | 0 | 0 | 0 | 2040 | 0 | 0 | 0 | 0 | 0 | 0 | 2040 | 0 | 0 | 0 | 0 | 0 | 0
[6 empty] | 2041 | 0 | 0 | 0 | 0 | 0 | 0 |  |  | 2041 | 0.57433 | 0 | 0 | 0 | 0 | 0 | 0 | 2041 | 0 | 0 | 0 | 0 | 0 | 0 | 2041 | 0.57433 | 0 | 0 | 0 | 0 | 0 | 0 | 2041 | 0 | 0 | 0 | 0 | 0 | 0 | 2041 | 0 | 0 | 0 | 0 | 0 | 0
[6 empty] | 2042 | 0 | 0 | 0 | 0 | 0 | 0 |  |  | 2042 | 0.58582 | 0 | 0 | 0 | 0 | 0 | 0 | 2042 | 0 | 0 | 0 | 0 | 0 | 0 | 2042 | 0.58582 | 0 | 0 | 0 | 0 | 0 | 0 | 2042 | 0 | 0 | 0 | 0 | 0 | 0 | 2042 | 0 | 0 | 0 | 0 | 0 | 0
[6 empty] | 2043 | 0 | 0 | 0 | 0 | 0 | 0 |  |  | 2043 | 0.59753 | 0 | 0 | 0 | 0 | 0 | 0 | 2043 | 0 | 0 | 0 | 0 | 0 | 0 | 2043 | 0.59753 | 0 | 0 | 0 | 0 | 0 | 0 | 2043 | 0 | 0 | 0 | 0 | 0 | 0 | 2043 | 0 | 0 | 0 | 0 | 0 | 0
[6 empty] | 2044 | 0 | 0 | 0 | 0 | 0 | 0 |  |  | 2044 | 0.60948 | 0 | 0 | 0 | 0 | 0 | 0 | 2044 | 0 | 0 | 0 | 0 | 0 | 0 | 2044 | 0.60948 | 0 | 0 | 0 | 0 | 0 | 0 | 2044 | 0 | 0 | 0 | 0 | 0 | 0 | 2044 | 0 | 0 | 0 | 0 | 0 | 0
[6 empty] | 2045 | 0 | 0 | 0 | 0 | 0 | 0 |  |  | 2045 | 0.62167 | 0 | 0 | 0 | 0 | 0 | 0 | 2045 | 0 | 0 | 0 | 0 | 0 | 0 | 2045 | 0.62167 | 0 | 0 | 0 | 0 | 0 | 0 | 2045 | 0 | 0 | 0 | 0 | 0 | 0 | 2045 | 0 | 0 | 0 | 0 | 0 | 0
[6 empty] | Total | 16553015.4074 | 16515580.1457 | 16892390.4209 | 0 | 0 | 0

## Scenario 11
CALCULATIONS ONLY >>>>>>>>>
1: Scenario Information
[6 empty] | Capacity Factor |  | Derated CT |  | Annual MWh |  | Derated Annual MWh
ID: | Scenario Type |  |  |  |  | Unit 1 | Unit 2 | Unit 1 | Unit 2 | Unit 1 | Unit 2 | Unit 1 | Unit 2
11 | Summer Peaking (400MW 8 hrs, 230MW 16 hrs, 230MW off-peak) |  |  |  |  | 84% | 84% | 47% | 47% | 3899952 | 3899952 | 2182116 | 2182116
2: Sensitivity Information
[9 empty] | *Leave blank if N/A |  | *Do not delete
|  | Pipeline |  | Hybrid Cooling |  |  | Retirement Date |  | Reduced Operations |  | Reduced Operations |  | Switch to New Scenario | Months
ID: | Scenario Description | Yes/No | COD | Yes/No | COD | Water Option | Unit 1 | Unit 2 | Unit 1 | Unit 2 | Unit 1 | Unit 2
11 | Combination Scenario (4 & 5) | No |  | No |  | Scenario 5 | 2032 | 2032 | 2018 | 2018 | 2018 | 2018 | 2019 | 9
11A | Blank | [9 empty] | 0 | 0
11B | Blank | [9 empty] | 0 | 0
11C | Blank | [9 empty] | 0 | 0
11D | Blank | [9 empty] | 0 | 0
11E | Blank | [9 empty] | 0 | 0
3: On-Going CapX - Managed Decline
Index
| Summer Peaking (400MW 8 hrs, 230MW 16 hrs, 230MW off-peak) |  |  |  |  | 5 |  | For Scenario 11, reduced operations should reflect:
2018 - both units at minimum load beginning January, fully available Summer, both units min load Fall .
| Managed Decline |  |  |  |  | Percentage |  | 2019 – both units at minimum load beginning January, fully available Summer, one unit min load (Operations prefers to keep TO2 on-line) TO1 off-line in Fall
| 4 Years before end of Operation |  |  |  |  | 72.5% |  | 2020 – both units off-line beginning January, both fully available Summer, both units off-line beginning Fall
| 3 Years before end of Operation |  |  |  |  | 48.6%
| 2 Years before end of Operation |  |  |  |  | 21.4%
| Year of Retirement |  |  |  |  | 3.97%
4: Fixed O&M Labor Reduction (single unit operation calculated with retirment dates)
| Increase contract labor after O&M Labor Reduction |  |  |  |  | 10%
In this revised scenario 11, Unit 2 will reomain a min load in fall of 2019
5: On-Going CapX - Calculations | [15 empty] | 1st Unit - Step 1 - Reduce baseline based on scenario | [7 empty] | 1st Unit - Step 2 - Managed decline and retirement adjustments | [6 empty] | 1st Unit - Step 3 - Only Run Part of the Year before switching to Sync Condenser | [6 empty] | 2nd Unit - Step 1 - Reduce baseline based on scenario | [7 empty] | 2nd Unit - Step 2 - Managed decline and retirement adjustments | [6 empty] | 2nd Unit - Step 3 - Blend two Different Scenarios
[6 empty] | Year | 11 | 11A | 11B | 11C | 11D | 11E |  |  |  | Year | Baseline | 11 | 11A | 11B | 11C | 11D | 11E | Year | 11 | 11A | 11B | 11C | 11D | 11E | Year | 11 | 11A | 11B | 11C | 11D | 11E | Year | Baseline | 11 | 11A | 11B | 11C | 11D | 11E | Year | 11 | 11A | 11B | 11C | 11D | 11E | Year | 11 | 11A | 11B | 11C | 11D | 11E
[6 empty] | 2017 | 18803258.5 | 0 | 0 | 0 | 0 | 0 |  |  |  | 2017 | 5101701.2425 | 5101701.2425 | 5101701.2425 | 5101701.2425 | 5101701.2425 | 5101701.2425 | 5101701.2425 | 2017 | 5101701.2425 | 0 | 0 | 0 | 0 | 0 | 2017 | 5101701.2425 | 0 | 0 | 0 | 0 | 0 | 2017 | 13701557.2575 | 13701557.2575 | 13701557.2575 | 13701557.2575 | 13701557.2575 | 13701557.2575 | 13701557.2575 | 2017 | 13701557.2575 | 0 | 0 | 0 | 0 | 0 | 2017 | 13701557.2575 | 0 | 0 | 0 | 0 | 0
[6 empty] | 2018 | 13964142.213 | 0 | 0 | 0 | 0 | 0 |  |  |  | 2018 | 9138973.3925 | 8225076.0532 | 9138973.3925 | 9138973.3925 | 9138973.3925 | 9138973.3925 | 9138973.3925 | 2018 | 8225076.0532 | 0 | 0 | 0 | 0 | 0 | 2018 | 8225076.0532 | 0 | 0 | 0 | 0 | 0 | 2018 | 6376740.1775 | 5739066.1598 | 6376740.1775 | 6376740.1775 | 6376740.1775 | 6376740.1775 | 6376740.1775 | 2018 | 5739066.1598 | 0 | 0 | 0 | 0 | 0 | 2018 | 5739066.1598 | 0 | 0 | 0 | 0 | 0
[6 empty] | 2019 | 9320316.435 | 0 | 0 | 0 | 0 | 0 |  |  |  | 2019 | 3802341.1675 | 3422107.0507 | 3802341.1675 | 3802341.1675 | 3802341.1675 | 3802341.1675 | 3802341.1675 | 2019 | 3422107.0507 | 0 | 0 | 0 | 0 | 0 | 2019 | 3422107.0507 | 0 | 0 | 0 | 0 | 0 | 2019 | 6553565.9825 | 5898209.3843 | 6553565.9825 | 6553565.9825 | 6553565.9825 | 6553565.9825 | 6553565.9825 | 2019 | 5898209.3843 | 0 | 0 | 0 | 0 | 0 | 2019 | 5898209.3843 | 0 | 0 | 0 | 0 | 0
[6 empty] | 2020 | 11682802.887 | 0 | 0 | 0 | 0 | 0 |  |  |  | 2020 | 6163918.9425 | 5547527.0482 | 6163918.9425 | 6163918.9425 | 6163918.9425 | 6163918.9425 | 6163918.9425 | 2020 | 5547527.0482 | 0 | 0 | 0 | 0 | 0 | 2020 | 4314743.2597 | 0 | 0 | 0 | 0 | 0 | 2020 | 10525799.4675 | 9473219.5208 | 10525799.4675 | 10525799.4675 | 10525799.4675 | 10525799.4675 | 10525799.4675 | 2020 | 9473219.5208 | 0 | 0 | 0 | 0 | 0 | 2020 | 7368059.6272 | 0 | 0 | 0 | 0 | 0
[6 empty] | 2021 | 8858409.1897 | 0 | 0 | 0 | 0 | 0 |  |  |  | 2021 | 10631803.2359 | 9568622.9124 | 10631803.2359 | 10631803.2359 | 10631803.2359 | 10631803.2359 | 10631803.2359 | 2021 | 9568622.9124 | 0 | 0 | 0 | 0 | 0 | 2021 | 6379081.9416 | 0 | 0 | 0 | 0 | 0 | 2021 | 4132212.0801 | 3718990.8721 | 4132212.0801 | 4132212.0801 | 4132212.0801 | 4132212.0801 | 4132212.0801 | 2021 | 3718990.8721 | 0 | 0 | 0 | 0 | 0 | 2021 | 2479327.2481 | 0 | 0 | 0 | 0 | 0
[6 empty] | 2022 | 5387142.8994 | 0 | 0 | 0 | 0 | 0 |  |  |  | 2022 | 3955955.7507 | 3560360.1756 | 3955955.7507 | 3955955.7507 | 3955955.7507 | 3955955.7507 | 3955955.7507 | 2022 | 3560360.1756 | 0 | 0 | 0 | 0 | 0 | 2022 | 1977977.8753 | 0 | 0 | 0 | 0 | 0 | 2022 | 6818330.0482 | 6136497.0434 | 6818330.0482 | 6818330.0482 | 6818330.0482 | 6818330.0482 | 6818330.0482 | 2022 | 6136497.0434 | 0 | 0 | 0 | 0 | 0 | 2022 | 3409165.0241 | 0 | 0 | 0 | 0 | 0
[6 empty] | 2023 | 6945593.2135 | 0 | 0 | 0 | 0 | 0 |  |  |  | 2023 | 6412941.2678 | 5771647.141 | 6412941.2678 | 6412941.2678 | 6412941.2678 | 6412941.2678 | 6412941.2678 | 2023 | 5771647.141 | 0 | 0 | 0 | 0 | 0 | 2023 | 2565176.5071 | 0 | 0 | 0 | 0 | 0 | 2023 | 10951041.766 | 9855937.5894 | 10951041.766 | 10951041.766 | 10951041.766 | 10951041.766 | 10951041.766 | 2023 | 9855937.5894 | 0 | 0 | 0 | 0 | 0 | 2023 | 4380416.7064 | 0 | 0 | 0 | 0 | 0
[6 empty] | 2024 | 6144192.6139 | 0 | 0 | 0 | 0 | 0 |  |  |  | 2024 | 11061328.0867 | 9955195.278 | 11061328.0867 | 11061328.0867 | 11061328.0867 | 11061328.0867 | 11061328.0867 | 2024 | 9955195.278 | 0 | 0 | 0 | 0 | 0 | 2024 | 4424531.2347 | 0 | 0 | 0 | 0 | 0 | 2024 | 4299153.4482 | 3869238.1034 | 4299153.4482 | 4299153.4482 | 4299153.4482 | 4299153.4482 | 4299153.4482 | 2024 | 3869238.1034 | 0 | 0 | 0 | 0 | 0 | 2024 | 1719661.3793 | 0 | 0 | 0 | 0 | 0
[6 empty] | 2025 | 4483826.7781 | 0 | 0 | 0 | 0 | 0 |  |  |  | 2025 | 4115776.363 | 3704198.7267 | 4115776.363 | 4115776.363 | 4115776.363 | 4115776.363 | 4115776.363 | 2025 | 3704198.7267 | 0 | 0 | 0 | 0 | 0 | 2025 | 1646310.5452 | 0 | 0 | 0 | 0 | 0 | 2025 | 7093790.5821 | 6384411.5239 | 7093790.5821 | 7093790.5821 | 7093790.5821 | 7093790.5821 | 7093790.5821 | 2025 | 6384411.5239 | 0 | 0 | 0 | 0 | 0 | 2025 | 2837516.2329 | 0 | 0 | 0 | 0 | 0
[6 empty] | 2026 | 7226195.1793 | 0 | 0 | 0 | 0 | 0 |  |  |  | 2026 | 6672024.095 | 6004821.6855 | 6672024.095 | 6672024.095 | 6672024.095 | 6672024.095 | 6672024.095 | 2026 | 6004821.6855 | 0 | 0 | 0 | 0 | 0 | 2026 | 2668809.638 | 0 | 0 | 0 | 0 | 0 | 2026 | 11393463.8533 | 10254117.468 | 11393463.8533 | 11393463.8533 | 11393463.8533 | 11393463.8533 | 11393463.8533 | 2026 | 10254117.468 | 0 | 0 | 0 | 0 | 0 | 2026 | 4557385.5413 | 0 | 0 | 0 | 0 | 0
[6 empty] | 2027 | 6392417.9955 | 0 | 0 | 0 | 0 | 0 |  |  |  | 2027 | 11508205.7414 | 10357385.1672 | 11508205.7414 | 11508205.7414 | 11508205.7414 | 11508205.7414 | 11508205.7414 | 2027 | 10357385.1672 | 0 | 0 | 0 | 0 | 0 | 2027 | 4603282.2966 | 0 | 0 | 0 | 0 | 0 | 2027 | 4472839.2475 | 4025555.3227 | 4472839.2475 | 4472839.2475 | 4472839.2475 | 4472839.2475 | 4472839.2475 | 2027 | 4025555.3227 | 0 | 0 | 0 | 0 | 0 | 2027 | 1789135.699 | 0 | 0 | 0 | 0 | 0
[6 empty] | 2028 | 3449747.8144 | 0 | 0 | 0 | 0 | 0 |  |  |  | 2028 | 4367694.8026 | 3930925.3224 | 4367694.8026 | 4367694.8026 | 4367694.8026 | 4367694.8026 | 4367694.8026 | 2028 | 3930925.3224 | 0 | 0 | 0 | 0 | 0 | 2028 | 1266631.4928 | 0 | 0 | 0 | 0 | 0 | 2028 | 7527987.3161 | 6775188.5845 | 7527987.3161 | 7527987.3161 | 7527987.3161 | 7527987.3161 | 7527987.3161 | 2028 | 6775188.5845 | 0 | 0 | 0 | 0 | 0 | 2028 | 2183116.3217 | 0 | 0 | 0 | 0 | 0
[6 empty] | 2029 | 3726889.1211 | 0 | 0 | 0 | 0 | 0 |  |  |  | 2029 | 7080405.3458 | 6372364.8112 | 7080405.3458 | 7080405.3458 | 7080405.3458 | 7080405.3458 | 7080405.3458 | 2029 | 4619964.4881 | 0 | 0 | 0 | 0 | 0 | 2029 | 1376430.7992 | 0 | 0 | 0 | 0 | 0 | 2029 | 12090834.9889 | 10881751.49 | 12090834.9889 | 12090834.9889 | 12090834.9889 | 12090834.9889 | 12090834.9889 | 2029 | 7889269.8302 | 0 | 0 | 0 | 0 | 0 | 2029 | 2350458.3218 | 0 | 0 | 0 | 0 | 0
[6 empty] | 2030 | 1423243.7401 | 0 | 0 | 0 | 0 | 0 |  |  |  | 2030 | 11973137.2533 | 10775823.528 | 11973137.2533 | 11973137.2533 | 11973137.2533 | 11973137.2533 | 11973137.2533 | 2030 | 5237050.2346 | 0 | 0 | 0 | 0 | 0 | 2030 | 1024900.5489 | 0 | 0 | 0 | 0 | 0 | 2030 | 4653541.9531 | 4188187.7578 | 4653541.9531 | 4653541.9531 | 4653541.9531 | 4653541.9531 | 4653541.9531 | 2030 | 2035459.2503 | 0 | 0 | 0 | 0 | 0 | 2030 | 398343.1912 | 0 | 0 | 0 | 0 | 0
[6 empty] | 2031 | 196535.1307 | 0 | 0 | 0 | 0 | 0 |  |  |  | 2031 | 4544149.6726 | 4089734.7054 | 4544149.6726 | 4544149.6726 | 4544149.6726 | 4544149.6726 | 4544149.6726 | 2031 | 875203.227 | 0 | 0 | 0 | 0 | 0 | 2031 | 72161.0968 | 0 | 0 | 0 | 0 | 0 | 2031 | 7832118.0037 | 7048906.2033 | 7832118.0037 | 7832118.0037 | 7832118.0037 | 7832118.0037 | 7832118.0037 | 2031 | 1508465.9275 | 0 | 0 | 0 | 0 | 0 | 2031 | 124374.0339 | 0 | 0 | 0 | 0 | 0
[6 empty] | 2032 | 0 | 0 | 0 | 0 | 0 | 0 |  |  |  | 2032 | 7366453.7218 | 6629808.3496 | 7366453.7218 | 7366453.7218 | 7366453.7218 | 7366453.7218 | 7366453.7218 | 2032 | 263203.3915 | 0 | 0 | 0 | 0 | 0 | 2032 | 0 | 0 | 0 | 0 | 0 | 0 | 2032 | 12579304.7224 | 11321374.2502 | 12579304.7224 | 12579304.7224 | 12579304.7224 | 12579304.7224 | 12579304.7224 | 2032 | 449458.5577 | 0 | 0 | 0 | 0 | 0 | 2032 | 0 | 0 | 0 | 0 | 0 | 0
[6 empty] | 2033 | 0 | 0 | 0 | 0 | 0 | 0 |  |  |  | 2033 | 12456851.9984 | 11211166.7985 | 12456851.9984 | 12456851.9984 | 12456851.9984 | 12456851.9984 | 12456851.9984 | 2033 | 0 | 0 | 0 | 0 | 0 | 0 | 2033 | 0 | 0 | 0 | 0 | 0 | 0 | 2033 | 4841545.048 | 4357390.5432 | 4841545.048 | 4841545.048 | 4841545.048 | 4841545.048 | 4841545.048 | 2033 | 0 | 0 | 0 | 0 | 0 | 0 | 2033 | 0 | 0 | 0 | 0 | 0 | 0
[6 empty] | 2034 | 0 | 0 | 0 | 0 | 0 | 0 |  |  |  | 2034 | 4727733.3194 | 4254959.9875 | 4727733.3194 | 4727733.3194 | 4727733.3194 | 4727733.3194 | 4727733.3194 | 2034 | 0 | 0 | 0 | 0 | 0 | 0 | 2034 | 0 | 0 | 0 | 0 | 0 | 0 | 2034 | 8148535.571 | 7333682.0139 | 8148535.571 | 8148535.571 | 8148535.571 | 8148535.571 | 8148535.571 | 2034 | 0 | 0 | 0 | 0 | 0 | 0 | 2034 | 0 | 0 | 0 | 0 | 0 | 0
[6 empty] | 2035 | 0 | 0 | 0 | 0 | 0 | 0 |  |  |  | 2035 | 7664058.4521 | 6897652.6069 | 7664058.4521 | 7664058.4521 | 7664058.4521 | 7664058.4521 | 7664058.4521 | 2035 | 0 | 0 | 0 | 0 | 0 | 0 | 2035 | 0 | 0 | 0 | 0 | 0 | 0 | 2035 | 13087508.6332 | 11778757.7699 | 13087508.6332 | 13087508.6332 | 13087508.6332 | 13087508.6332 | 13087508.6332 | 2035 | 0 | 0 | 0 | 0 | 0 | 0 | 2035 | 0 | 0 | 0 | 0 | 0 | 0
[6 empty] | 2036 | 0 | 0 | 0 | 0 | 0 | 0 |  |  |  | 2036 | 12960108.8191 | 11664097.9372 | 12960108.8191 | 12960108.8191 | 12960108.8191 | 12960108.8191 | 12960108.8191 | 2036 | 0 | 0 | 0 | 0 | 0 | 0 | 2036 | 0 | 0 | 0 | 0 | 0 | 0 | 2036 | 5037143.4679 | 4533429.1211 | 5037143.4679 | 5037143.4679 | 5037143.4679 | 5037143.4679 | 5037143.4679 | 2036 | 0 | 0 | 0 | 0 | 0 | 0 | 2036 | 0 | 0 | 0 | 0 | 0 | 0
[6 empty] | 2037 | 0 | 0 | 0 | 0 | 0 | 0 |  |  |  | 2037 | 4918733.7455 | 4426860.371 | 4918733.7455 | 4918733.7455 | 4918733.7455 | 4918733.7455 | 4918733.7455 | 2037 | 0 | 0 | 0 | 0 | 0 | 0 | 2037 | 0 | 0 | 0 | 0 | 0 | 0 | 2037 | 8477736.4081 | 7629962.7673 | 8477736.4081 | 8477736.4081 | 8477736.4081 | 8477736.4081 | 8477736.4081 | 2037 | 0 | 0 | 0 | 0 | 0 | 0 | 2037 | 0 | 0 | 0 | 0 | 0 | 0
[6 empty] | 2038 | 0 | 0 | 0 | 0 | 0 | 0 |  |  |  | 2038 | 7973686.4136 | 7176317.7722 | 7973686.4136 | 7973686.4136 | 7973686.4136 | 7973686.4136 | 7973686.4136 | 2038 | 0 | 0 | 0 | 0 | 0 | 0 | 2038 | 0 | 0 | 0 | 0 | 0 | 0 | 2038 | 13616243.982 | 12254619.5838 | 13616243.982 | 13616243.982 | 13616243.982 | 13616243.982 | 13616243.982 | 2038 | 0 | 0 | 0 | 0 | 0 | 0 | 2038 | 0 | 0 | 0 | 0 | 0 | 0
[6 empty] | 2039 | 0 | 0 | 0 | 0 | 0 | 0 |  |  |  | 2039 | 13483697.2154 | 12135327.4939 | 13483697.2154 | 13483697.2154 | 13483697.2154 | 13483697.2154 | 13483697.2154 | 2039 | 0 | 0 | 0 | 0 | 0 | 0 | 2039 | 0 | 0 | 0 | 0 | 0 | 0 | 2039 | 5240644.064 | 4716579.6576 | 5240644.064 | 5240644.064 | 5240644.064 | 5240644.064 | 5240644.064 | 2039 | 0 | 0 | 0 | 0 | 0 | 0 | 2039 | 0 | 0 | 0 | 0 | 0 | 0
[6 empty] | 2040 | 0 | 0 | 0 | 0 | 0 | 0 |  |  |  | 2040 | 5117450.5888 | 4605705.53 | 5117450.5888 | 5117450.5888 | 5117450.5888 | 5117450.5888 | 5117450.5888 | 2040 | 0 | 0 | 0 | 0 | 0 | 0 | 2040 | 0 | 0 | 0 | 0 | 0 | 0 | 2040 | 8820236.959 | 7938213.2631 | 8820236.959 | 8820236.959 | 8820236.959 | 8820236.959 | 8820236.959 | 2040 | 0 | 0 | 0 | 0 | 0 | 0 | 2040 | 0 | 0 | 0 | 0 | 0 | 0
[6 empty] | 2041 | 0 | 0 | 0 | 0 | 0 | 0 |  |  |  | 2041 | 8295823.3447 | 7466241.0102 | 8295823.3447 | 8295823.3447 | 8295823.3447 | 8295823.3447 | 8295823.3447 | 2041 | 0 | 0 | 0 | 0 | 0 | 0 | 2041 | 0 | 0 | 0 | 0 | 0 | 0 | 2041 | 14166340.2389 | 12749706.215 | 14166340.2389 | 14166340.2389 | 14166340.2389 | 14166340.2389 | 14166340.2389 | 2041 | 0 | 0 | 0 | 0 | 0 | 0 | 2041 | 0 | 0 | 0 | 0 | 0 | 0
[6 empty] | 2042 | 0 | 0 | 0 | 0 | 0 | 0 |  |  |  | 2042 | 14028438.5829 | 12625594.7246 | 14028438.5829 | 14028438.5829 | 14028438.5829 | 14028438.5829 | 14028438.5829 | 2042 | 0 | 0 | 0 | 0 | 0 | 0 | 2042 | 0 | 0 | 0 | 0 | 0 | 0 | 2042 | 5452366.0842 | 4907129.4758 | 5452366.0842 | 5452366.0842 | 5452366.0842 | 5452366.0842 | 5452366.0842 | 2042 | 0 | 0 | 0 | 0 | 0 | 0 | 2042 | 0 | 0 | 0 | 0 | 0 | 0
[6 empty] | 2043 | 0 | 0 | 0 | 0 | 0 | 0 |  |  |  | 2043 | 5324195.5926 | 4791776.0334 | 5324195.5926 | 5324195.5926 | 5324195.5926 | 5324195.5926 | 5324195.5926 | 2043 | 0 | 0 | 0 | 0 | 0 | 0 | 2043 | 0 | 0 | 0 | 0 | 0 | 0 | 2043 | 9176574.5321 | 8258917.0789 | 9176574.5321 | 9176574.5321 | 9176574.5321 | 9176574.5321 | 9176574.5321 | 2043 | 0 | 0 | 0 | 0 | 0 | 0 | 2043 | 0 | 0 | 0 | 0 | 0 | 0
[6 empty] | 2044 | 0 | 0 | 0 | 0 | 0 | 0 |  |  |  | 2044 | 8630974.6078 | 7767877.147 | 8630974.6078 | 8630974.6078 | 8630974.6078 | 8630974.6078 | 8630974.6078 | 2044 | 0 | 0 | 0 | 0 | 0 | 0 | 2044 | 0 | 0 | 0 | 0 | 0 | 0 | 2044 | 14738660.3845 | 13264794.3461 | 14738660.3845 | 14738660.3845 | 14738660.3845 | 14738660.3845 | 14738660.3845 | 2044 | 0 | 0 | 0 | 0 | 0 | 0 | 2044 | 0 | 0 | 0 | 0 | 0 | 0
[6 empty] | 2045 | 0 | 0 | 0 | 0 | 0 | 0 |  |  |  | 2045 | 14595187.5016 | 13135668.7515 | 14595187.5016 | 14595187.5016 | 14595187.5016 | 14595187.5016 | 14595187.5016 | 2045 | 0 | 0 | 0 | 0 | 0 | 0 | 2045 | 0 | 0 | 0 | 0 | 0 | 0 | 2045 | 5672641.674 | 5105377.5066 | 5672641.674 | 5672641.674 | 5672641.674 | 5672641.674 | 5672641.674 | 2045 | 0 | 0 | 0 | 0 | 0 | 0 | 2045 | 0 | 0 | 0 | 0 | 0 | 0
[6 empty] | Total | 108004713.7107 | 0 | 0 | 0 | 0 | 0
6: On-Going CapX - H2O | [59 empty] | Jones Pipeline | [6 empty] | Hybrid Cooling
[6 empty] | Year | 11 | 11A | 11B | 11C | 11D | 11E | [47 empty] | Year | 11 | 11A | 11B | 11C | 11D | 11E | Year | 11 | 11A | 11B | 11C | 11D | 11E
[6 empty] | 2017 | 600000 | [52 empty] | 2017 | 0 | 0 | 0 | 0 | 0 | 0 | 2017 | 0 | 0 | 0 | 0 | 0 | 0
[6 empty] | 2018 | 3927000 | [52 empty] | 2018 | 0 | 0 | 0 | 0 | 0 | 0 | 2018 | 0 | 0 | 0 | 0 | 0 | 0
[6 empty] | 2019 | 364000 | [52 empty] | 2019 | 0 | 0 | 0 | 0 | 0 | 0 | 2019 | 0 | 0 | 0 | 0 | 0 | 0
[6 empty] | 2020 | 371000 | [52 empty] | 2020 | 0 | 0 | 0 | 0 | 0 | 0 | 2020 | 0 | 0 | 0 | 0 | 0 | 0
[6 empty] | 2021 | 378000 | [52 empty] | 2021 | 0 | 0 | 0 | 0 | 0 | 0 | 2021 | 0 | 0 | 0 | 0 | 0 | 0
[6 empty] | 2022 | 385000 | [52 empty] | 2022 | 0 | 0 | 0 | 0 | 0 | 0 | 2022 | 0 | 0 | 0 | 0 | 0 | 0
[6 empty] | 2023 | 392000 | [52 empty] | 2023 | 0 | 0 | 0 | 0 | 0 | 0 | 2023 | 0 | 0 | 0 | 0 | 0 | 0
[6 empty] | 2024 | 1490685.6676 | [52 empty] | 2024 | 0 | 0 | 0 | 0 | 0 | 0 | 2024 | 0 | 0 | 0 | 0 | 0 | 0
[6 empty] | 2025 | 348000 | [52 empty] | 2025 | 0 | 0 | 0 | 0 | 0 | 0 | 2025 | 0 | 0 | 0 | 0 | 0 | 0
[6 empty] | 2026 | 354000 | [52 empty] | 2026 | 0 | 0 | 0 | 0 | 0 | 0 | 2026 | 0 | 0 | 0 | 0 | 0 | 0
[6 empty] | 2027 | 360000 | [52 empty] | 2027 | 0 | 0 | 0 | 0 | 0 | 0 | 2027 | 0 | 0 | 0 | 0 | 0 | 0
[6 empty] | 2028 | 366000 | [52 empty] | 2028 | 0 | 0 | 0 | 0 | 0 | 0 | 2028 | 0 | 0 | 0 | 0 | 0 | 0
[6 empty] | 2029 | 0 | [52 empty] | 2029 | 0 | 0 | 0 | 0 | 0 | 0 | 2029 | 0 | 0 | 0 | 0 | 0 | 0
[6 empty] | 2030 | 0 | [52 empty] | 2030 | 0 | 0 | 0 | 0 | 0 | 0 | 2030 | 0 | 0 | 0 | 0 | 0 | 0
[6 empty] | 2031 | 0 | [52 empty] | 2031 | 0 | 0 | 0 | 0 | 0 | 0 | 2031 | 0 | 0 | 0 | 0 | 0 | 0
[6 empty] | 2032 | 0 | [52 empty] | 2032 | 0 | 0 | 0 | 0 | 0 | 0 | 2032 | 0 | 0 | 0 | 0 | 0 | 0
[6 empty] | 2033 | 0 | [52 empty] | 2033 | 0 | 0 | 0 | 0 | 0 | 0 | 2033 | 0 | 0 | 0 | 0 | 0 | 0
[6 empty] | 2034 | 0 | [52 empty] | 2034 | 0 | 0 | 0 | 0 | 0 | 0 | 2034 | 0 | 0 | 0 | 0 | 0 | 0
[6 empty] | 2035 | 0 | [52 empty] | 2035 | 0 | 0 | 0 | 0 | 0 | 0 | 2035 | 0 | 0 | 0 | 0 | 0 | 0
[6 empty] | 2036 | 0 | [52 empty] | 2036 | 0 | 0 | 0 | 0 | 0 | 0 | 2036 | 0 | 0 | 0 | 0 | 0 | 0
[6 empty] | 2037 | 0 | [52 empty] | 2037 | 0 | 0 | 0 | 0 | 0 | 0 | 2037 | 0 | 0 | 0 | 0 | 0 | 0
[6 empty] | 2038 | 0 | [52 empty] | 2038 | 0 | 0 | 0 | 0 | 0 | 0 | 2038 | 0 | 0 | 0 | 0 | 0 | 0
[6 empty] | 2039 | 0 | [52 empty] | 2039 | 0 | 0 | 0 | 0 | 0 | 0 | 2039 | 0 | 0 | 0 | 0 | 0 | 0
[6 empty] | 2040 | 0 | [52 empty] | 2040 | 0 | 0 | 0 | 0 | 0 | 0 | 2040 | 0 | 0 | 0 | 0 | 0 | 0
[6 empty] | 2041 | 0 | [52 empty] | 2041 | 0 | 0 | 0 | 0 | 0 | 0 | 2041 | 0 | 0 | 0 | 0 | 0 | 0
[6 empty] | 2042 | 0 | [52 empty] | 2042 | 0 | 0 | 0 | 0 | 0 | 0 | 2042 | 0 | 0 | 0 | 0 | 0 | 0
[6 empty] | 2043 | 0 | [52 empty] | 2043 | 0 | 0 | 0 | 0 | 0 | 0 | 2043 | 0 | 0 | 0 | 0 | 0 | 0
[6 empty] | 2044 | 0 | [52 empty] | 2044 | 0 | 0 | 0 | 0 | 0 | 0 | 2044 | 0 | 0 | 0 | 0 | 0 | 0
[6 empty] | 2045 | 0 | [52 empty] | 2045 | 0 | 0 | 0 | 0 | 0 | 0 | 2045 | 0 | 0 | 0 | 0 | 0 | 0
[6 empty] | Total | 9335685.6676 | 0 | 0 | 0 | 0 | 0
7: Fixed O&M - Labor | [15 empty] | 1st Unit - Step 1 - Reduce baseline based on scenario | [7 empty] | 1st Unit - Step 1 - Single Unit Operation and Retirement | [6 empty] | 1st Unit - Step 3 - Blend two Different Scenariost | [6 empty] | 2nd Unit - Step 1 - Reduce baseline based on scenario | [7 empty] | 2nd Unit - Step 1 - Single Unit Operation and Retirement | [6 empty] | 2nd Unit - Step 3 - Blend two Different Scenarios
[6 empty] | Year | 11 | 11A | 11B | 11C | 11D | 11E |  |  |  | Year | Baseline | 11 | 11A | 11B | 11C | 11D | 11E | Year | 11 | 11A | 11B | 11C | 11D | 11E | Year | 11 | 11A | 11B | 11C | 11D | 11E | Year | Baseline | 11 | 11A | 11B | 11C | 11D | 11E | Year | 11 | 11A | 11B | 11C | 11D | 11E | Year | 11 | 11A | 11B | 11C | 11D | 11E
[6 empty] | 2017 | 18063856.14 | 0 | 0 | 0 | 0 | 0 |  |  |  | 2017 | 5908687.3434 | A | Retired | Retired | Retired | Retired | Retired | 2017 | 5908687.3434 | 0 | 0 | 0 | 0 | 0 | 2017 | 5908687.3434 | 0 | 0 | 0 | 0 | 0 | 2017 | 12155168.7966 | A | Retired | Retired | Retired | Retired | Retired | 2017 | 12155168.7966 | 0 | 0 | 0 | 0 | 0 | 2017 | 12155168.7966 | 0 | 0 | 0 | 0 | 0
[6 empty] | 2018 | 16632735.5664 | 0 | 0 | 0 | 0 | 0 |  |  |  | 2018 | 6063966.1979 | B | Retired | Retired | Retired | Retired | Retired | 2018 | 5440567.8038 | 0 | 0 | 0 | 0 | 0 | 2018 | 5440567.8038 | 0 | 0 | 0 | 0 | 0 | 2018 | 12474603.6521 | B | Retired | Retired | Retired | Retired | Retired | 2018 | 11192167.7626 | 0 | 0 | 0 | 0 | 0 | 2018 | 11192167.7626 | 0 | 0 | 0 | 0 | 0
[6 empty] | 2019 | 16426091.0118 | 0 | 0 | 0 | 0 | 0 |  |  |  | 2019 | 6167243.2538 | B | Retired | Retired | Retired | Retired | Retired | 2019 | 5533227.5922 | 0 | 0 | 0 | 0 | 0 | 2019 | 5043306.3991 | 0 | 0 | 0 | 0 | 0 | 2019 | 12687062.0162 | B | Retired | Retired | Retired | Retired | Retired | 2019 | 11382784.6127 | 0 | 0 | 0 | 0 | 0 | 2019 | 11382784.6127 | 0 | 0 | 0 | 0 | 0
[6 empty] | 2020 | 11493147.6189 | 0 | 0 | 0 | 0 | 0 |  |  |  | 2020 | 6488011.5922 | B | Retired | Retired | Retired | Retired | Retired | 2020 | 5821019.7463 | 0 | 0 | 0 | 0 | 0 | 2020 | 3759408.5861 | 0 | 0 | 0 | 0 | 0 | 2020 | 13346936.7178 | B | Retired | Retired | Retired | Retired | Retired | 2020 | 11974821.7281 | 0 | 0 | 0 | 0 | 0 | 2020 | 7733739.0327 | 0 | 0 | 0 | 0 | 0
[6 empty] | 2021 | 11558273.0215 | 0 | 0 | 0 | 0 | 0 |  |  |  | 2021 | 6524775.6173 | B | Retired | Retired | Retired | Retired | Retired | 2021 | 5854004.2921 | 0 | 0 | 0 | 0 | 0 | 2021 | 3780711.1053 | 0 | 0 | 0 | 0 | 0 | 2021 | 13422566.5327 | B | Retired | Retired | Retired | Retired | Retired | 2021 | 12042676.5154 | 0 | 0 | 0 | 0 | 0 | 2021 | 7777561.9162 | 0 | 0 | 0 | 0 | 0
[6 empty] | 2022 | 11789438.4819 | 0 | 0 | 0 | 0 | 0 |  |  |  | 2022 | 6655271.1296 | B | Retired | Retired | Retired | Retired | Retired | 2022 | 5971084.378 | 0 | 0 | 0 | 0 | 0 | 2022 | 3856325.3274 | 0 | 0 | 0 | 0 | 0 | 2022 | 13691017.8634 | B | Retired | Retired | Retired | Retired | Retired | 2022 | 12283530.0457 | 0 | 0 | 0 | 0 | 0 | 2022 | 7933113.1545 | 0 | 0 | 0 | 0 | 0
[6 empty] | 2023 | 12025227.2516 | 0 | 0 | 0 | 0 | 0 |  |  |  | 2023 | 6788376.5522 | B | Retired | Retired | Retired | Retired | Retired | 2023 | 6090506.0655 | 0 | 0 | 0 | 0 | 0 | 2023 | 3933451.834 | 0 | 0 | 0 | 0 | 0 | 2023 | 13964838.2207 | B | Retired | Retired | Retired | Retired | Retired | 2023 | 12529200.6466 | 0 | 0 | 0 | 0 | 0 | 2023 | 8091775.4176 | 0 | 0 | 0 | 0 | 0
[6 empty] | 2024 | 12265731.7966 | 0 | 0 | 0 | 0 | 0 |  |  |  | 2024 | 6924144.0832 | B | Retired | Retired | Retired | Retired | Retired | 2024 | 6212316.1868 | 0 | 0 | 0 | 0 | 0 | 2024 | 4012120.8707 | 0 | 0 | 0 | 0 | 0 | 2024 | 14244134.9851 | B | Retired | Retired | Retired | Retired | Retired | 2024 | 12779784.6595 | 0 | 0 | 0 | 0 | 0 | 2024 | 8253610.9259 | 0 | 0 | 0 | 0 | 0
[6 empty] | 2025 | 12511046.4325 | 0 | 0 | 0 | 0 | 0 |  |  |  | 2025 | 7062626.9649 | B | Retired | Retired | Retired | Retired | Retired | 2025 | 6336562.5106 | 0 | 0 | 0 | 0 | 0 | 2025 | 4092363.2881 | 0 | 0 | 0 | 0 | 0 | 2025 | 14529017.6848 | B | Retired | Retired | Retired | Retired | Retired | 2025 | 13035380.3527 | 0 | 0 | 0 | 0 | 0 | 2025 | 8418683.1444 | 0 | 0 | 0 | 0 | 0
[6 empty] | 2026 | 12761267.3612 | 0 | 0 | 0 | 0 | 0 |  |  |  | 2026 | 7203879.5042 | B | Retired | Retired | Retired | Retired | Retired | 2026 | 6463293.7608 | 0 | 0 | 0 | 0 | 0 | 2026 | 4174210.5538 | 0 | 0 | 0 | 0 | 0 | 2026 | 14819598.0385 | B | Retired | Retired | Retired | Retired | Retired | 2026 | 13296087.9597 | 0 | 0 | 0 | 0 | 0 | 2026 | 8587056.8073 | 0 | 0 | 0 | 0 | 0
[6 empty] | 2027 | 13016492.7084 | 0 | 0 | 0 | 0 | 0 |  |  |  | 2027 | 7347957.0943 | B | Retired | Retired | Retired | Retired | Retired | 2027 | 6592559.636 | 0 | 0 | 0 | 0 | 0 | 2027 | 4257694.7649 | 0 | 0 | 0 | 0 | 0 | 2027 | 15115989.9992 | B | Retired | Retired | Retired | Retired | Retired | 2027 | 13562009.7189 | 0 | 0 | 0 | 0 | 0 | 2027 | 8758797.9435 | 0 | 0 | 0 | 0 | 0
[6 empty] | 2028 | 13276822.5626 | 0 | 0 | 0 | 0 | 0 |  |  |  | 2028 | 7494916.2362 | B | Retired | Retired | Retired | Retired | Retired | 2028 | 6724410.8287 | 0 | 0 | 0 | 0 | 0 | 2028 | 4342848.6602 | 0 | 0 | 0 | 0 | 0 | 2028 | 15418309.7992 | B | Retired | Retired | Retired | Retired | Retired | 2028 | 13833249.9133 | 0 | 0 | 0 | 0 | 0 | 2028 | 8933973.9024 | 0 | 0 | 0 | 0 | 0
[6 empty] | 2029 | 13542359.0138 | 0 | 0 | 0 | 0 | 0 |  |  |  | 2029 | 7644814.5609 | B | Retired | Retired | Retired | Retired | Retired | 2029 | 6858899.0453 | 0 | 0 | 0 | 0 | 0 | 2029 | 4429705.6334 | 0 | 0 | 0 | 0 | 0 | 2029 | 15726675.9952 | B | Retired | Retired | Retired | Retired | Retired | 2029 | 14109914.9116 | 0 | 0 | 0 | 0 | 0 | 2029 | 9112653.3804 | 0 | 0 | 0 | 0 | 0
[6 empty] | 2030 | 13813206.1941 | 0 | 0 | 0 | 0 | 0 |  |  |  | 2030 | 7797710.8521 | B | Retired | Retired | Retired | Retired | Retired | 2030 | 6996077.0262 | 0 | 0 | 0 | 0 | 0 | 2030 | 4518299.7461 | 0 | 0 | 0 | 0 | 0 | 2030 | 16041209.5151 | B | Retired | Retired | Retired | Retired | Retired | 2030 | 14392113.2098 | 0 | 0 | 0 | 0 | 0 | 2030 | 9294906.448 | 0 | 0 | 0 | 0 | 0
[6 empty] | 2031 | 14089470.318 | 0 | 0 | 0 | 0 | 0 |  |  |  | 2031 | 7953665.0692 | B | Retired | Retired | Retired | Retired | Retired | 2031 | 7135998.5667 | 0 | 0 | 0 | 0 | 0 | 2031 | 4608665.741 | 0 | 0 | 0 | 0 | 0 | 2031 | 16362033.7054 | B | Retired | Retired | Retired | Retired | Retired | 2031 | 14679955.474 | 0 | 0 | 0 | 0 | 0 | 2031 | 9480804.577 | 0 | 0 | 0 | 0 | 0
[6 empty] | 2032 | 0 | 0 | 0 | 0 | 0 | 0 |  |  |  | 2032 | 8112738.3705 | B | Retired | Retired | Retired | Retired | Retired | 2032 | 7278718.5381 | 0 | 0 | 0 | 0 | 0 | 2032 | 0 | 0 | 0 | 0 | 0 | 0 | 2032 | 16689274.3795 | B | Retired | Retired | Retired | Retired | Retired | 2032 | 14973554.5835 | 0 | 0 | 0 | 0 | 0 | 2032 | 0 | 0 | 0 | 0 | 0 | 0
[6 empty] | 2033 | 0 | 0 | 0 | 0 | 0 | 0 |  |  |  | 2033 | 8274993.138 | Retired | Retired | Retired | Retired | Retired | Retired | 2033 | 0 | 0 | 0 | 0 | 0 | 0 | 2033 | 0 | 0 | 0 | 0 | 0 | 0 | 2033 | 17023059.8671 | Retired | Retired | Retired | Retired | Retired | Retired | 2033 | 0 | 0 | 0 | 0 | 0 | 0 | 2033 | 0 | 0 | 0 | 0 | 0 | 0
[6 empty] | 2034 | 0 | 0 | 0 | 0 | 0 | 0 |  |  |  | 2034 | 8440493.0007 | Retired | Retired | Retired | Retired | Retired | Retired | 2034 | 0 | 0 | 0 | 0 | 0 | 0 | 2034 | 0 | 0 | 0 | 0 | 0 | 0 | 2034 | 17363521.0645 | Retired | Retired | Retired | Retired | Retired | Retired | 2034 | 0 | 0 | 0 | 0 | 0 | 0 | 2034 | 0 | 0 | 0 | 0 | 0 | 0
[6 empty] | 2035 | 0 | 0 | 0 | 0 | 0 | 0 |  |  |  | 2035 | 8609302.8607 | Retired | Retired | Retired | Retired | Retired | Retired | 2035 | 0 | 0 | 0 | 0 | 0 | 0 | 2035 | 0 | 0 | 0 | 0 | 0 | 0 | 2035 | 17710791.4857 | Retired | Retired | Retired | Retired | Retired | Retired | 2035 | 0 | 0 | 0 | 0 | 0 | 0 | 2035 | 0 | 0 | 0 | 0 | 0 | 0
[6 empty] | 2036 | 0 | 0 | 0 | 0 | 0 | 0 |  |  |  | 2036 | 8781488.9179 | Retired | Retired | Retired | Retired | Retired | Retired | 2036 | 0 | 0 | 0 | 0 | 0 | 0 | 2036 | 0 | 0 | 0 | 0 | 0 | 0 | 2036 | 18065007.3155 | Retired | Retired | Retired | Retired | Retired | Retired | 2036 | 0 | 0 | 0 | 0 | 0 | 0 | 2036 | 0 | 0 | 0 | 0 | 0 | 0
[6 empty] | 2037 | 0 | 0 | 0 | 0 | 0 | 0 |  |  |  | 2037 | 8957118.6963 | Retired | Retired | Retired | Retired | Retired | Retired | 2037 | 0 | 0 | 0 | 0 | 0 | 0 | 2037 | 0 | 0 | 0 | 0 | 0 | 0 | 2037 | 18426307.4618 | Retired | Retired | Retired | Retired | Retired | Retired | 2037 | 0 | 0 | 0 | 0 | 0 | 0 | 2037 | 0 | 0 | 0 | 0 | 0 | 0
[6 empty] | 2038 | 0 | 0 | 0 | 0 | 0 | 0 |  |  |  | 2038 | 9136261.0702 | Retired | Retired | Retired | Retired | Retired | Retired | 2038 | 0 | 0 | 0 | 0 | 0 | 0 | 2038 | 0 | 0 | 0 | 0 | 0 | 0 | 2038 | 18794833.611 | Retired | Retired | Retired | Retired | Retired | Retired | 2038 | 0 | 0 | 0 | 0 | 0 | 0 | 2038 | 0 | 0 | 0 | 0 | 0 | 0
[6 empty] | 2039 | 0 | 0 | 0 | 0 | 0 | 0 |  |  |  | 2039 | 9318986.2916 | Retired | Retired | Retired | Retired | Retired | Retired | 2039 | 0 | 0 | 0 | 0 | 0 | 0 | 2039 | 0 | 0 | 0 | 0 | 0 | 0 | 2039 | 19170730.2832 | Retired | Retired | Retired | Retired | Retired | Retired | 2039 | 0 | 0 | 0 | 0 | 0 | 0 | 2039 | 0 | 0 | 0 | 0 | 0 | 0
[6 empty] | 2040 | 0 | 0 | 0 | 0 | 0 | 0 |  |  |  | 2040 | 9505366.0175 | Retired | Retired | Retired | Retired | Retired | Retired | 2040 | 0 | 0 | 0 | 0 | 0 | 0 | 2040 | 0 | 0 | 0 | 0 | 0 | 0 | 2040 | 19554144.8889 | Retired | Retired | Retired | Retired | Retired | Retired | 2040 | 0 | 0 | 0 | 0 | 0 | 0 | 2040 | 0 | 0 | 0 | 0 | 0 | 0
[6 empty] | 2041 | 0 | 0 | 0 | 0 | 0 | 0 |  |  |  | 2041 | 9695473.3378 | Retired | Retired | Retired | Retired | Retired | Retired | 2041 | 0 | 0 | 0 | 0 | 0 | 0 | 2041 | 0 | 0 | 0 | 0 | 0 | 0 | 2041 | 19945227.7867 | Retired | Retired | Retired | Retired | Retired | Retired | 2041 | 0 | 0 | 0 | 0 | 0 | 0 | 2041 | 0 | 0 | 0 | 0 | 0 | 0
[6 empty] | 2042 | 0 | 0 | 0 | 0 | 0 | 0 |  |  |  | 2042 | 9889382.8046 | Retired | Retired | Retired | Retired | Retired | Retired | 2042 | 0 | 0 | 0 | 0 | 0 | 0 | 2042 | 0 | 0 | 0 | 0 | 0 | 0 | 2042 | 20344132.3424 | Retired | Retired | Retired | Retired | Retired | Retired | 2042 | 0 | 0 | 0 | 0 | 0 | 0 | 2042 | 0 | 0 | 0 | 0 | 0 | 0
[6 empty] | 2043 | 0 | 0 | 0 | 0 | 0 | 0 |  |  |  | 2043 | 10087170.4607 | Retired | Retired | Retired | Retired | Retired | Retired | 2043 | 0 | 0 | 0 | 0 | 0 | 0 | 2043 | 0 | 0 | 0 | 0 | 0 | 0 | 2043 | 20751014.9892 | Retired | Retired | Retired | Retired | Retired | Retired | 2043 | 0 | 0 | 0 | 0 | 0 | 0 | 2043 | 0 | 0 | 0 | 0 | 0 | 0
[6 empty] | 2044 | 0 | 0 | 0 | 0 | 0 | 0 |  |  |  | 2044 | 10288913.8699 | Retired | Retired | Retired | Retired | Retired | Retired | 2044 | 0 | 0 | 0 | 0 | 0 | 0 | 2044 | 0 | 0 | 0 | 0 | 0 | 0 | 2044 | 21166035.289 | Retired | Retired | Retired | Retired | Retired | Retired | 2044 | 0 | 0 | 0 | 0 | 0 | 0 | 2044 | 0 | 0 | 0 | 0 | 0 | 0
[6 empty] | 2045 | 0 | 0 | 0 | 0 | 0 | 0 |  |  |  | 2045 | 10494692.1473 | Retired | Retired | Retired | Retired | Retired | Retired | 2045 | 0 | 0 | 0 | 0 | 0 | 0 | 2045 | 0 | 0 | 0 | 0 | 0 | 0 | 2045 | 21589355.9948 | Retired | Retired | Retired | Retired | Retired | Retired | 2045 | 0 | 0 | 0 | 0 | 0 | 0 | 2045 | 0 | 0 | 0 | 0 | 0 | 0
[6 empty] | Total | 203265165.4792 | 0 | 0 | 0 | 0 | 0
*Reduced operations percentages are contained on the "Fixed - Other" Tab
8: Fixed O&M - Other | [15 empty] | 1st Unit - Step 1 - Reduce baseline based on scenario | [7 empty] | 1st Unit - Step 2 - Single Unit Operation and Retirement | [6 empty] | 1st Unit - Step 3 - Blend two Different Scenariost | [6 empty] | 2nd Unit - Step 1 - Reduce baseline based on scenario | [7 empty] | 2nd Unit - Step 2 - Single Unit Operation and Retirement | [6 empty] | 2nd Unit - Step 3 - Blend two Different Scenarios
[6 empty] | Year | 11 | 11A | 11B | 11C | 11D | 11E |  |  |  | Year | Baseline | 11 | 11A | 11B | 11C | 11D | 11E | Year | 11 | 11A | 11B | 11C | 11D | 11E | Year | 11 | 11A | 11B | 11C | 11D | 11E | Year | Baseline | 11 | 11A | 11B | 11C | 11D | 11E | Year | 11 | 11A | 11B | 11C | 11D | 11E | Year | 11 | 11A | 11B | 11C | 11D | 11E
[6 empty] | 2017 | 10696150.39 | 0 | 0 | 0 | 0 | 0 |  |  |  | 2017 | 4605762.3579 | 4605762.3579 | 4605762.3579 | 4605762.3579 | 4605762.3579 | 4605762.3579 | 4605762.3579 | 2017 | 4605762.3579 | 0 | 0 | 0 | 0 | 0 | 2017 | 4605762.3579 | 0 | 0 | 0 | 0 | 0 | 2017 | 6090388.0321 | 6090388.0321 | 6090388.0321 | 6090388.0321 | 6090388.0321 | 6090388.0321 | 6090388.0321 | 2017 | 6090388.0321 | 0 | 0 | 0 | 0 | 0 | 2017 | 6090388.0321 | 0 | 0 | 0 | 0 | 0
[6 empty] | 2018 | 10735593.96 | 0 | 0 | 0 | 0 | 0 |  |  |  | 2018 | 4622746.7592 | 4622746.7592 | 4622746.7592 | 4622746.7592 | 4622746.7592 | 4622746.7592 | 4622746.7592 | 2018 | 4622746.7592 | 0 | 0 | 0 | 0 | 0 | 2018 | 4622746.7592 | 0 | 0 | 0 | 0 | 0 | 2018 | 6112847.2008 | 6112847.2008 | 6112847.2008 | 6112847.2008 | 6112847.2008 | 6112847.2008 | 6112847.2008 | 2018 | 6112847.2008 | 0 | 0 | 0 | 0 | 0 | 2018 | 6112847.2008 | 0 | 0 | 0 | 0 | 0
[6 empty] | 2019 | 7696971.9237 | 0 | 0 | 0 | 0 | 0 |  |  |  | 2019 | 3502857.4105 | 3502857.4105 | 3502857.4105 | 3502857.4105 | 3502857.4105 | 3502857.4105 | 3502857.4105 | 2019 | 3502857.4105 | 0 | 0 | 0 | 0 | 0 | 2019 | 3065000.2342 | 0 | 0 | 0 | 0 | 0 | 2019 | 4631971.6895 | 4631971.6895 | 4631971.6895 | 4631971.6895 | 4631971.6895 | 4631971.6895 | 4631971.6895 | 2019 | 4631971.6895 | 0 | 0 | 0 | 0 | 0 | 2019 | 4631971.6895 | 0 | 0 | 0 | 0 | 0
[6 empty] | 2020 | 5336415.9 | 0 | 0 | 0 | 0 | 0 |  |  |  | 2020 | 4595721.3731 | 4595721.3731 | 4595721.3731 | 4595721.3731 | 4595721.3731 | 4595721.3731 | 4595721.3731 | 2020 | 4595721.3731 | 0 | 0 | 0 | 0 | 0 | 2020 | 2297860.6865 | 0 | 0 | 0 | 0 | 0 | 2020 | 6077110.4269 | 6077110.4269 | 6077110.4269 | 6077110.4269 | 6077110.4269 | 6077110.4269 | 6077110.4269 | 2020 | 6077110.4269 | 0 | 0 | 0 | 0 | 0 | 2020 | 3038555.2135 | 0 | 0 | 0 | 0 | 0
[6 empty] | 2021 | 5096437 | 0 | 0 | 0 | 0 | 0 |  |  |  | 2021 | 4389051.5444 | 4389051.5444 | 4389051.5444 | 4389051.5444 | 4389051.5444 | 4389051.5444 | 4389051.5444 | 2021 | 4389051.5444 | 0 | 0 | 0 | 0 | 0 | 2021 | 2194525.7722 | 0 | 0 | 0 | 0 | 0 | 2021 | 5803822.4556 | 5803822.4556 | 5803822.4556 | 5803822.4556 | 5803822.4556 | 5803822.4556 | 5803822.4556 | 2021 | 5803822.4556 | 0 | 0 | 0 | 0 | 0 | 2021 | 2901911.2278 | 0 | 0 | 0 | 0 | 0
[6 empty] | 2022 | 5198365.74 | 0 | 0 | 0 | 0 | 0 |  |  |  | 2022 | 4476832.5753 | 4476832.5753 | 4476832.5753 | 4476832.5753 | 4476832.5753 | 4476832.5753 | 4476832.5753 | 2022 | 4476832.5753 | 0 | 0 | 0 | 0 | 0 | 2022 | 2238416.2876 | 0 | 0 | 0 | 0 | 0 | 2022 | 5919898.9047 | 5919898.9047 | 5919898.9047 | 5919898.9047 | 5919898.9047 | 5919898.9047 | 5919898.9047 | 2022 | 5919898.9047 | 0 | 0 | 0 | 0 | 0 | 2022 | 2959949.4524 | 0 | 0 | 0 | 0 | 0
[6 empty] | 2023 | 5302333.0548 | 0 | 0 | 0 | 0 | 0 |  |  |  | 2023 | 4566369.2268 | 4566369.2268 | 4566369.2268 | 4566369.2268 | 4566369.2268 | 4566369.2268 | 4566369.2268 | 2023 | 4566369.2268 | 0 | 0 | 0 | 0 | 0 | 2023 | 2283184.6134 | 0 | 0 | 0 | 0 | 0 | 2023 | 6038296.8828 | 6038296.8828 | 6038296.8828 | 6038296.8828 | 6038296.8828 | 6038296.8828 | 6038296.8828 | 2023 | 6038296.8828 | 0 | 0 | 0 | 0 | 0 | 2023 | 3019148.4414 | 0 | 0 | 0 | 0 | 0
[6 empty] | 2024 | 5408379.7159 | 0 | 0 | 0 | 0 | 0 |  |  |  | 2024 | 4657696.6113 | 4657696.6113 | 4657696.6113 | 4657696.6113 | 4657696.6113 | 4657696.6113 | 4657696.6113 | 2024 | 4657696.6113 | 0 | 0 | 0 | 0 | 0 | 2024 | 2328848.3057 | 0 | 0 | 0 | 0 | 0 | 2024 | 6159062.8205 | 6159062.8205 | 6159062.8205 | 6159062.8205 | 6159062.8205 | 6159062.8205 | 6159062.8205 | 2024 | 6159062.8205 | 0 | 0 | 0 | 0 | 0 | 2024 | 3079531.4102 | 0 | 0 | 0 | 0 | 0
[6 empty] | 2025 | 5516547.3102 | 0 | 0 | 0 | 0 | 0 |  |  |  | 2025 | 4750850.5436 | 4750850.5436 | 4750850.5436 | 4750850.5436 | 4750850.5436 | 4750850.5436 | 4750850.5436 | 2025 | 4750850.5436 | 0 | 0 | 0 | 0 | 0 | 2025 | 2375425.2718 | 0 | 0 | 0 | 0 | 0 | 2025 | 6282244.0769 | 6282244.0769 | 6282244.0769 | 6282244.0769 | 6282244.0769 | 6282244.0769 | 6282244.0769 | 2025 | 6282244.0769 | 0 | 0 | 0 | 0 | 0 | 2025 | 3141122.0384 | 0 | 0 | 0 | 0 | 0
[6 empty] | 2026 | 5626878.2564 | 0 | 0 | 0 | 0 | 0 |  |  |  | 2026 | 4845867.5544 | 4845867.5544 | 4845867.5544 | 4845867.5544 | 4845867.5544 | 4845867.5544 | 4845867.5544 | 2026 | 4845867.5544 | 0 | 0 | 0 | 0 | 0 | 2026 | 2422933.7772 | 0 | 0 | 0 | 0 | 0 | 2026 | 6407888.9584 | 6407888.9584 | 6407888.9584 | 6407888.9584 | 6407888.9584 | 6407888.9584 | 6407888.9584 | 2026 | 6407888.9584 | 0 | 0 | 0 | 0 | 0 | 2026 | 3203944.4792 | 0 | 0 | 0 | 0 | 0
[6 empty] | 2027 | 5739415.8215 | 0 | 0 | 0 | 0 | 0 |  |  |  | 2027 | 4942784.9055 | 4942784.9055 | 4942784.9055 | 4942784.9055 | 4942784.9055 | 4942784.9055 | 4942784.9055 | 2027 | 4942784.9055 | 0 | 0 | 0 | 0 | 0 | 2027 | 2471392.4528 | 0 | 0 | 0 | 0 | 0 | 2027 | 6536046.7376 | 6536046.7376 | 6536046.7376 | 6536046.7376 | 6536046.7376 | 6536046.7376 | 6536046.7376 | 2027 | 6536046.7376 | 0 | 0 | 0 | 0 | 0 | 2027 | 3268023.3688 | 0 | 0 | 0 | 0 | 0
[6 empty] | 2028 | 5854204.138 | 0 | 0 | 0 | 0 | 0 |  |  |  | 2028 | 5041640.6036 | 5041640.6036 | 5041640.6036 | 5041640.6036 | 5041640.6036 | 5041640.6036 | 5041640.6036 | 2028 | 5041640.6036 | 0 | 0 | 0 | 0 | 0 | 2028 | 2520820.3018 | 0 | 0 | 0 | 0 | 0 | 2028 | 6666767.6723 | 6666767.6723 | 6666767.6723 | 6666767.6723 | 6666767.6723 | 6666767.6723 | 6666767.6723 | 2028 | 6666767.6723 | 0 | 0 | 0 | 0 | 0 | 2028 | 3333383.8362 | 0 | 0 | 0 | 0 | 0
[6 empty] | 2029 | 5971288.2207 | 0 | 0 | 0 | 0 | 0 |  |  |  | 2029 | 5142473.4157 | 5142473.4157 | 5142473.4157 | 5142473.4157 | 5142473.4157 | 5142473.4157 | 5142473.4157 | 2029 | 5142473.4157 | 0 | 0 | 0 | 0 | 0 | 2029 | 2571236.7078 | 0 | 0 | 0 | 0 | 0 | 2029 | 6800103.0258 | 6800103.0258 | 6800103.0258 | 6800103.0258 | 6800103.0258 | 6800103.0258 | 6800103.0258 | 2029 | 6800103.0258 | 0 | 0 | 0 | 0 | 0 | 2029 | 3400051.5129 | 0 | 0 | 0 | 0 | 0
[6 empty] | 2030 | 6090713.9852 | 0 | 0 | 0 | 0 | 0 |  |  |  | 2030 | 5245322.884 | 5245322.884 | 5245322.884 | 5245322.884 | 5245322.884 | 5245322.884 | 5245322.884 | 2030 | 5245322.884 | 0 | 0 | 0 | 0 | 0 | 2030 | 2622661.442 | 0 | 0 | 0 | 0 | 0 | 2030 | 6936105.0863 | 6936105.0863 | 6936105.0863 | 6936105.0863 | 6936105.0863 | 6936105.0863 | 6936105.0863 | 2030 | 6936105.0863 | 0 | 0 | 0 | 0 | 0 | 2030 | 3468052.5431 | 0 | 0 | 0 | 0 | 0
[6 empty] | 2031 | 6212528.2649 | 0 | 0 | 0 | 0 | 0 |  |  |  | 2031 | 5350229.3417 | 5350229.3417 | 5350229.3417 | 5350229.3417 | 5350229.3417 | 5350229.3417 | 5350229.3417 | 2031 | 5350229.3417 | 0 | 0 | 0 | 0 | 0 | 2031 | 2675114.6708 | 0 | 0 | 0 | 0 | 0 | 2031 | 7074827.188 | 7074827.188 | 7074827.188 | 7074827.188 | 7074827.188 | 7074827.188 | 7074827.188 | 2031 | 7074827.188 | 0 | 0 | 0 | 0 | 0 | 2031 | 3537413.594 | 0 | 0 | 0 | 0 | 0
[6 empty] | 2032 | 0 | 0 | 0 | 0 | 0 | 0 |  |  |  | 2032 | 5457233.9285 | 5457233.9285 | 5457233.9285 | 5457233.9285 | 5457233.9285 | 5457233.9285 | 5457233.9285 | 2032 | 5457233.9285 | 0 | 0 | 0 | 0 | 0 | 2032 | 0 | 0 | 0 | 0 | 0 | 0 | 2032 | 7216323.7318 | 7216323.7318 | 7216323.7318 | 7216323.7318 | 7216323.7318 | 7216323.7318 | 7216323.7318 | 2032 | 7216323.7318 | 0 | 0 | 0 | 0 | 0 | 2032 | 0 | 0 | 0 | 0 | 0 | 0
[6 empty] | 2033 | 0 | 0 | 0 | 0 | 0 | 0 |  |  |  | 2033 | 5566378.6071 | 5566378.6071 | 5566378.6071 | 5566378.6071 | 5566378.6071 | 5566378.6071 | 5566378.6071 | 2033 | 0 | 0 | 0 | 0 | 0 | 0 | 2033 | 0 | 0 | 0 | 0 | 0 | 0 | 2033 | 7360650.2064 | 7360650.2064 | 7360650.2064 | 7360650.2064 | 7360650.2064 | 7360650.2064 | 7360650.2064 | 2033 | 0 | 0 | 0 | 0 | 0 | 0 | 2033 | 0 | 0 | 0 | 0 | 0 | 0
[6 empty] | 2034 | 0 | 0 | 0 | 0 | 0 | 0 |  |  |  | 2034 | 5677706.1792 | 5677706.1792 | 5677706.1792 | 5677706.1792 | 5677706.1792 | 5677706.1792 | 5677706.1792 | 2034 | 0 | 0 | 0 | 0 | 0 | 0 | 2034 | 0 | 0 | 0 | 0 | 0 | 0 | 2034 | 7507863.2105 | 7507863.2105 | 7507863.2105 | 7507863.2105 | 7507863.2105 | 7507863.2105 | 7507863.2105 | 2034 | 0 | 0 | 0 | 0 | 0 | 0 | 2034 | 0 | 0 | 0 | 0 | 0 | 0
[6 empty] | 2035 | 0 | 0 | 0 | 0 | 0 | 0 |  |  |  | 2035 | 5791260.3028 | 5791260.3028 | 5791260.3028 | 5791260.3028 | 5791260.3028 | 5791260.3028 | 5791260.3028 | 2035 | 0 | 0 | 0 | 0 | 0 | 0 | 2035 | 0 | 0 | 0 | 0 | 0 | 0 | 2035 | 7658020.4748 | 7658020.4748 | 7658020.4748 | 7658020.4748 | 7658020.4748 | 7658020.4748 | 7658020.4748 | 2035 | 0 | 0 | 0 | 0 | 0 | 0 | 2035 | 0 | 0 | 0 | 0 | 0 | 0
[6 empty] | 2036 | 0 | 0 | 0 | 0 | 0 | 0 |  |  |  | 2036 | 5907085.5089 | 5907085.5089 | 5907085.5089 | 5907085.5089 | 5907085.5089 | 5907085.5089 | 5907085.5089 | 2036 | 0 | 0 | 0 | 0 | 0 | 0 | 2036 | 0 | 0 | 0 | 0 | 0 | 0 | 2036 | 7811180.8842 | 7811180.8842 | 7811180.8842 | 7811180.8842 | 7811180.8842 | 7811180.8842 | 7811180.8842 | 2036 | 0 | 0 | 0 | 0 | 0 | 0 | 2036 | 0 | 0 | 0 | 0 | 0 | 0
[6 empty] | 2037 | 0 | 0 | 0 | 0 | 0 | 0 |  |  |  | 2037 | 6025227.2191 | 6025227.2191 | 6025227.2191 | 6025227.2191 | 6025227.2191 | 6025227.2191 | 6025227.2191 | 2037 | 0 | 0 | 0 | 0 | 0 | 0 | 2037 | 0 | 0 | 0 | 0 | 0 | 0 | 2037 | 7967404.5019 | 7967404.5019 | 7967404.5019 | 7967404.5019 | 7967404.5019 | 7967404.5019 | 7967404.5019 | 2037 | 0 | 0 | 0 | 0 | 0 | 0 | 2037 | 0 | 0 | 0 | 0 | 0 | 0
[6 empty] | 2038 | 0 | 0 | 0 | 0 | 0 | 0 |  |  |  | 2038 | 6145731.7634 | 6145731.7634 | 6145731.7634 | 6145731.7634 | 6145731.7634 | 6145731.7634 | 6145731.7634 | 2038 | 0 | 0 | 0 | 0 | 0 | 0 | 2038 | 0 | 0 | 0 | 0 | 0 | 0 | 2038 | 8126752.592 | 8126752.592 | 8126752.592 | 8126752.592 | 8126752.592 | 8126752.592 | 8126752.592 | 2038 | 0 | 0 | 0 | 0 | 0 | 0 | 2038 | 0 | 0 | 0 | 0 | 0 | 0
[6 empty] | 2039 | 0 | 0 | 0 | 0 | 0 | 0 |  |  |  | 2039 | 6268646.3987 | 6268646.3987 | 6268646.3987 | 6268646.3987 | 6268646.3987 | 6268646.3987 | 6268646.3987 | 2039 | 0 | 0 | 0 | 0 | 0 | 0 | 2039 | 0 | 0 | 0 | 0 | 0 | 0 | 2039 | 8289287.6438 | 8289287.6438 | 8289287.6438 | 8289287.6438 | 8289287.6438 | 8289287.6438 | 8289287.6438 | 2039 | 0 | 0 | 0 | 0 | 0 | 0 | 2039 | 0 | 0 | 0 | 0 | 0 | 0
[6 empty] | 2040 | 0 | 0 | 0 | 0 | 0 | 0 |  |  |  | 2040 | 6394019.3267 | 6394019.3267 | 6394019.3267 | 6394019.3267 | 6394019.3267 | 6394019.3267 | 6394019.3267 | 2040 | 0 | 0 | 0 | 0 | 0 | 0 | 2040 | 0 | 0 | 0 | 0 | 0 | 0 | 2040 | 8455073.3967 | 8455073.3967 | 8455073.3967 | 8455073.3967 | 8455073.3967 | 8455073.3967 | 8455073.3967 | 2040 | 0 | 0 | 0 | 0 | 0 | 0 | 2040 | 0 | 0 | 0 | 0 | 0 | 0
[6 empty] | 2041 | 0 | 0 | 0 | 0 | 0 | 0 |  |  |  | 2041 | 6521899.7132 | 6521899.7132 | 6521899.7132 | 6521899.7132 | 6521899.7132 | 6521899.7132 | 6521899.7132 | 2041 | 0 | 0 | 0 | 0 | 0 | 0 | 2041 | 0 | 0 | 0 | 0 | 0 | 0 | 2041 | 8624174.8646 | 8624174.8646 | 8624174.8646 | 8624174.8646 | 8624174.8646 | 8624174.8646 | 8624174.8646 | 2041 | 0 | 0 | 0 | 0 | 0 | 0 | 2041 | 0 | 0 | 0 | 0 | 0 | 0
[6 empty] | 2042 | 0 | 0 | 0 | 0 | 0 | 0 |  |  |  | 2042 | 6652337.7075 | 6652337.7075 | 6652337.7075 | 6652337.7075 | 6652337.7075 | 6652337.7075 | 6652337.7075 | 2042 | 0 | 0 | 0 | 0 | 0 | 0 | 2042 | 0 | 0 | 0 | 0 | 0 | 0 | 2042 | 8796658.3619 | 8796658.3619 | 8796658.3619 | 8796658.3619 | 8796658.3619 | 8796658.3619 | 8796658.3619 | 2042 | 0 | 0 | 0 | 0 | 0 | 0 | 2042 | 0 | 0 | 0 | 0 | 0 | 0
[6 empty] | 2043 | 0 | 0 | 0 | 0 | 0 | 0 |  |  |  | 2043 | 6785384.4616 | 6785384.4616 | 6785384.4616 | 6785384.4616 | 6785384.4616 | 6785384.4616 | 6785384.4616 | 2043 | 0 | 0 | 0 | 0 | 0 | 0 | 2043 | 0 | 0 | 0 | 0 | 0 | 0 | 2043 | 8972591.5292 | 8972591.5292 | 8972591.5292 | 8972591.5292 | 8972591.5292 | 8972591.5292 | 8972591.5292 | 2043 | 0 | 0 | 0 | 0 | 0 | 0 | 2043 | 0 | 0 | 0 | 0 | 0 | 0
[6 empty] | 2044 | 0 | 0 | 0 | 0 | 0 | 0 |  |  |  | 2044 | 6921092.1509 | 6921092.1509 | 6921092.1509 | 6921092.1509 | 6921092.1509 | 6921092.1509 | 6921092.1509 | 2044 | 0 | 0 | 0 | 0 | 0 | 0 | 2044 | 0 | 0 | 0 | 0 | 0 | 0 | 2044 | 9152043.3597 | 9152043.3597 | 9152043.3597 | 9152043.3597 | 9152043.3597 | 9152043.3597 | 9152043.3597 | 2044 | 0 | 0 | 0 | 0 | 0 | 0 | 2044 | 0 | 0 | 0 | 0 | 0 | 0
[6 empty] | 2045 | 0 | 0 | 0 | 0 | 0 | 0 |  |  |  | 2045 | 7059513.9939 | 7059513.9939 | 7059513.9939 | 7059513.9939 | 7059513.9939 | 7059513.9939 | 7059513.9939 | 2045 | 0 | 0 | 0 | 0 | 0 | 0 | 2045 | 0 | 0 | 0 | 0 | 0 | 0 | 2045 | 9335084.2269 | 9335084.2269 | 9335084.2269 | 9335084.2269 | 9335084.2269 | 9335084.2269 | 9335084.2269 | 2045 | 0 | 0 | 0 | 0 | 0 | 0 | 2045 | 0 | 0 | 0 | 0 | 0 | 0
[6 empty] | Total | 96482223.6813 | 0 | 0 | 0 | 0 | 0
9: Variable O&M
[16 empty] | 1st Unit - Step 1 - Reduce baseline based on NCF | [7 empty] | 1st Unit - Step 2 - Convert MWh to Dollars | [6 empty] | 1st Unit - Step 3 - Blend two Different Scenariost | [6 empty] | 2nd Unit - Step 1 - Reduce baseline based on NCF | [7 empty] | 2nd Unit - Step 2 - Convert MWh to Dollars | [6 empty] | 2nd Unit - Step 3 - Blend two Different Scenarios | [6 empty] | Increase in water costs after construction of Jones Pipeline
[6 empty] | Year | 11 | 11A | 11B | 11C | 11D | 11E |  |  |  | Year | Baseline | 11 | 11A | 11B | 11C | 11D | 11E | Year | 11 | 11A | 11B | 11C | 11D | 11E | Year | 11 | 11A | 11B | 11C | 11D | 11E | Year | Baseline | 11 | 11A | 11B | 11C | 11D | 11E | Year | 11 | 11A | 11B | 11C | 11D | 11E | Year | 11 | 11A | 11B | 11C | 11D | 11E | Year | 11 | 11A | 11B | 11C | 11D | 11E
[6 empty] | 2017 | 2076817 | 0 | 0 | 0 | 0 | 0 |  |  |  | 2017 | 0.26626 | 3899952 | 0 | 0 | 0 | 0 | 0 | 2017 | 1038408.5 | 0 | 0 | 0 | 0 | 0 | 2017 | 1038408.5 | 0 | 0 | 0 | 0 | 0 | 2017 | 0.26626 | 3899952 | 0 | 0 | 0 | 0 | 0 | 2017 | 1038408.5 | 0 | 0 | 0 | 0 | 0 | 2017 | 1038408.5 | 0 | 0 | 0 | 0 | 0 | 2017 | 0 | 0 | 0 | 0 | 0 | 0
[6 empty] | 2018 | 1219261.6905 | 0 | 0 | 0 | 0 | 0 |  |  |  | 2018 | 0.27938 | 2182116 | 0 | 0 | 0 | 0 | 0 | 2018 | 609630.8452 | 0 | 0 | 0 | 0 | 0 | 2018 | 609630.8452 | 0 | 0 | 0 | 0 | 0 | 2018 | 0.27938 | 2182116 | 0 | 0 | 0 | 0 | 0 | 2018 | 609630.8452 | 0 | 0 | 0 | 0 | 0 | 2018 | 609630.8452 | 0 | 0 | 0 | 0 | 0 | 2018 | 0 | 0 | 0 | 0 | 0 | 0
[6 empty] | 2019 | 1452947.2667 | 0 | 0 | 0 | 0 | 0 |  |  |  | 2019 | 0.36054 | 2182116 | 0 | 0 | 0 | 0 | 0 | 2019 | 786734.119 | 0 | 0 | 0 | 0 | 0 | 2019 | 666213.1476 | 0 | 0 | 0 | 0 | 0 | 2019 | 0.36054 | 2182116 | 0 | 0 | 0 | 0 | 0 | 2019 | 786734.119 | 0 | 0 | 0 | 0 | 0 | 2019 | 786734.119 | 0 | 0 | 0 | 0 | 0 | 2019 | 0 | 0 | 0 | 0 | 0 | 0
[6 empty] | 2020 | 628740.45 | 0 | 0 | 0 | 0 | 0 |  |  |  | 2020 | 0.37204 | 2182116 | 0 | 0 | 0 | 0 | 0 | 2020 | 811835.1964 | 0 | 0 | 0 | 0 | 0 | 2020 | 314370.225 | 0 | 0 | 0 | 0 | 0 | 2020 | 0.37204 | 2182116 | 0 | 0 | 0 | 0 | 0 | 2020 | 811835.1964 | 0 | 0 | 0 | 0 | 0 | 2020 | 314370.225 | 0 | 0 | 0 | 0 | 0 | 2020 | 0 | 0 | 0 | 0 | 0 | 0
[6 empty] | 2021 | 653189.7667 | 0 | 0 | 0 | 0 | 0 |  |  |  | 2021 | 0.38651 | 2182116 | 0 | 0 | 0 | 0 | 0 | 2021 | 843404.369 | 0 | 0 | 0 | 0 | 0 | 2021 | 326594.8833 | 0 | 0 | 0 | 0 | 0 | 2021 | 0.38651 | 2182116 | 0 | 0 | 0 | 0 | 0 | 2021 | 843404.369 | 0 | 0 | 0 | 0 | 0 | 2021 | 326594.8833 | 0 | 0 | 0 | 0 | 0 | 2021 | 0 | 0 | 0 | 0 | 0 | 0
[6 empty] | 2022 | 666253.562 | 0 | 0 | 0 | 0 | 0 |  |  |  | 2022 | 0.39424 | 2182116 | 0 | 0 | 0 | 0 | 0 | 2022 | 860272.4564 | 0 | 0 | 0 | 0 | 0 | 2022 | 333126.781 | 0 | 0 | 0 | 0 | 0 | 2022 | 0.39424 | 2182116 | 0 | 0 | 0 | 0 | 0 | 2022 | 860272.4564 | 0 | 0 | 0 | 0 | 0 | 2022 | 333126.781 | 0 | 0 | 0 | 0 | 0 | 2022 | 0 | 0 | 0 | 0 | 0 | 0
[6 empty] | 2023 | 679578.6332 | 0 | 0 | 0 | 0 | 0 |  |  |  | 2023 | 0.40212 | 2182116 | 0 | 0 | 0 | 0 | 0 | 2023 | 877477.9056 | 0 | 0 | 0 | 0 | 0 | 2023 | 339789.3166 | 0 | 0 | 0 | 0 | 0 | 2023 | 0.40212 | 2182116 | 0 | 0 | 0 | 0 | 0 | 2023 | 877477.9056 | 0 | 0 | 0 | 0 | 0 | 2023 | 339789.3166 | 0 | 0 | 0 | 0 | 0 | 2023 | 0 | 0 | 0 | 0 | 0 | 0
[6 empty] | 2024 | 693170.2059 | 0 | 0 | 0 | 0 | 0 |  |  |  | 2024 | 0.41016 | 2182116 | 0 | 0 | 0 | 0 | 0 | 2024 | 895027.4637 | 0 | 0 | 0 | 0 | 0 | 2024 | 346585.103 | 0 | 0 | 0 | 0 | 0 | 2024 | 0.41016 | 2182116 | 0 | 0 | 0 | 0 | 0 | 2024 | 895027.4637 | 0 | 0 | 0 | 0 | 0 | 2024 | 346585.103 | 0 | 0 | 0 | 0 | 0 | 2024 | 0 | 0 | 0 | 0 | 0 | 0
[6 empty] | 2025 | 707033.61 | 0 | 0 | 0 | 0 | 0 |  |  |  | 2025 | 0.41837 | 2182116 | 0 | 0 | 0 | 0 | 0 | 2025 | 912928.0129 | 0 | 0 | 0 | 0 | 0 | 2025 | 353516.805 | 0 | 0 | 0 | 0 | 0 | 2025 | 0.41837 | 2182116 | 0 | 0 | 0 | 0 | 0 | 2025 | 912928.0129 | 0 | 0 | 0 | 0 | 0 | 2025 | 353516.805 | 0 | 0 | 0 | 0 | 0 | 2025 | 0 | 0 | 0 | 0 | 0 | 0
[6 empty] | 2026 | 721174.2822 | 0 | 0 | 0 | 0 | 0 |  |  |  | 2026 | 0.42674 | 2182116 | 0 | 0 | 0 | 0 | 0 | 2026 | 931186.5732 | 0 | 0 | 0 | 0 | 0 | 2026 | 360587.1411 | 0 | 0 | 0 | 0 | 0 | 2026 | 0.42674 | 2182116 | 0 | 0 | 0 | 0 | 0 | 2026 | 931186.5732 | 0 | 0 | 0 | 0 | 0 | 2026 | 360587.1411 | 0 | 0 | 0 | 0 | 0 | 2026 | 0 | 0 | 0 | 0 | 0 | 0
[6 empty] | 2027 | 735597.7679 | 0 | 0 | 0 | 0 | 0 |  |  |  | 2027 | 0.43527 | 2182116 | 0 | 0 | 0 | 0 | 0 | 2027 | 949810.3047 | 0 | 0 | 0 | 0 | 0 | 2027 | 367798.8839 | 0 | 0 | 0 | 0 | 0 | 2027 | 0.43527 | 2182116 | 0 | 0 | 0 | 0 | 0 | 2027 | 949810.3047 | 0 | 0 | 0 | 0 | 0 | 2027 | 367798.8839 | 0 | 0 | 0 | 0 | 0 | 2027 | 0 | 0 | 0 | 0 | 0 | 0
[6 empty] | 2028 | 750309.7232 | 0 | 0 | 0 | 0 | 0 |  |  |  | 2028 | 0.44398 | 2182116 | 0 | 0 | 0 | 0 | 0 | 2028 | 968806.5108 | 0 | 0 | 0 | 0 | 0 | 2028 | 375154.8616 | 0 | 0 | 0 | 0 | 0 | 2028 | 0.44398 | 2182116 | 0 | 0 | 0 | 0 | 0 | 2028 | 968806.5108 | 0 | 0 | 0 | 0 | 0 | 2028 | 375154.8616 | 0 | 0 | 0 | 0 | 0 | 2028 | 0 | 0 | 0 | 0 | 0 | 0
[6 empty] | 2029 | 765315.9177 | 0 | 0 | 0 | 0 | 0 |  |  |  | 2029 | 0.45286 | 2182116 | 0 | 0 | 0 | 0 | 0 | 2029 | 988182.641 | 0 | 0 | 0 | 0 | 0 | 2029 | 382657.9588 | 0 | 0 | 0 | 0 | 0 | 2029 | 0.45286 | 2182116 | 0 | 0 | 0 | 0 | 0 | 2029 | 988182.641 | 0 | 0 | 0 | 0 | 0 | 2029 | 382657.9588 | 0 | 0 | 0 | 0 | 0 | 2029 | 0 | 0 | 0 | 0 | 0 | 0
[6 empty] | 2030 | 780622.236 | 0 | 0 | 0 | 0 | 0 |  |  |  | 2030 | 0.46191 | 2182116 | 0 | 0 | 0 | 0 | 0 | 2030 | 1007946.2938 | 0 | 0 | 0 | 0 | 0 | 2030 | 390311.118 | 0 | 0 | 0 | 0 | 0 | 2030 | 0.46191 | 2182116 | 0 | 0 | 0 | 0 | 0 | 2030 | 1007946.2938 | 0 | 0 | 0 | 0 | 0 | 2030 | 390311.118 | 0 | 0 | 0 | 0 | 0 | 2030 | 0 | 0 | 0 | 0 | 0 | 0
[6 empty] | 2031 | 796234.6808 | 0 | 0 | 0 | 0 | 0 |  |  |  | 2031 | 0.47115 | 2182116 | 0 | 0 | 0 | 0 | 0 | 2031 | 1028105.2197 | 0 | 0 | 0 | 0 | 0 | 2031 | 398117.3404 | 0 | 0 | 0 | 0 | 0 | 2031 | 0.47115 | 2182116 | 0 | 0 | 0 | 0 | 0 | 2031 | 1028105.2197 | 0 | 0 | 0 | 0 | 0 | 2031 | 398117.3404 | 0 | 0 | 0 | 0 | 0 | 2031 | 0 | 0 | 0 | 0 | 0 | 0
[6 empty] | 2032 | 0 | 0 | 0 | 0 | 0 | 0 |  |  |  | 2032 | 0.48057 | 2182116 | 0 | 0 | 0 | 0 | 0 | 2032 | 1048667.3241 | 0 | 0 | 0 | 0 | 0 | 2032 | 0 | 0 | 0 | 0 | 0 | 0 | 2032 | 0.48057 | 2182116 | 0 | 0 | 0 | 0 | 0 | 2032 | 1048667.3241 | 0 | 0 | 0 | 0 | 0 | 2032 | 0 | 0 | 0 | 0 | 0 | 0 | 2032 | 0 | 0 | 0 | 0 | 0 | 0
[6 empty] | 2033 | 0 | 0 | 0 | 0 | 0 | 0 |  |  |  | 2033 | 0.49019 | 0 | 0 | 0 | 0 | 0 | 0 | 2033 | 0 | 0 | 0 | 0 | 0 | 0 | 2033 | 0 | 0 | 0 | 0 | 0 | 0 | 2033 | 0.49019 | 0 | 0 | 0 | 0 | 0 | 0 | 2033 | 0 | 0 | 0 | 0 | 0 | 0 | 2033 | 0 | 0 | 0 | 0 | 0 | 0 | 2033 | 0 | 0 | 0 | 0 | 0 | 0
[6 empty] | 2034 | 0 | 0 | 0 | 0 | 0 | 0 |  |  |  | 2034 | 0.49999 | 0 | 0 | 0 | 0 | 0 | 0 | 2034 | 0 | 0 | 0 | 0 | 0 | 0 | 2034 | 0 | 0 | 0 | 0 | 0 | 0 | 2034 | 0.49999 | 0 | 0 | 0 | 0 | 0 | 0 | 2034 | 0 | 0 | 0 | 0 | 0 | 0 | 2034 | 0 | 0 | 0 | 0 | 0 | 0 | 2034 | 0 | 0 | 0 | 0 | 0 | 0
[6 empty] | 2035 | 0 | 0 | 0 | 0 | 0 | 0 |  |  |  | 2035 | 0.50999 | 0 | 0 | 0 | 0 | 0 | 0 | 2035 | 0 | 0 | 0 | 0 | 0 | 0 | 2035 | 0 | 0 | 0 | 0 | 0 | 0 | 2035 | 0.50999 | 0 | 0 | 0 | 0 | 0 | 0 | 2035 | 0 | 0 | 0 | 0 | 0 | 0 | 2035 | 0 | 0 | 0 | 0 | 0 | 0 | 2035 | 0 | 0 | 0 | 0 | 0 | 0
[6 empty] | 2036 | 0 | 0 | 0 | 0 | 0 | 0 |  |  |  | 2036 | 0.52019 | 0 | 0 | 0 | 0 | 0 | 0 | 2036 | 0 | 0 | 0 | 0 | 0 | 0 | 2036 | 0 | 0 | 0 | 0 | 0 | 0 | 2036 | 0.52019 | 0 | 0 | 0 | 0 | 0 | 0 | 2036 | 0 | 0 | 0 | 0 | 0 | 0 | 2036 | 0 | 0 | 0 | 0 | 0 | 0 | 2036 | 0 | 0 | 0 | 0 | 0 | 0
[6 empty] | 2037 | 0 | 0 | 0 | 0 | 0 | 0 |  |  |  | 2037 | 0.53059 | 0 | 0 | 0 | 0 | 0 | 0 | 2037 | 0 | 0 | 0 | 0 | 0 | 0 | 2037 | 0 | 0 | 0 | 0 | 0 | 0 | 2037 | 0.53059 | 0 | 0 | 0 | 0 | 0 | 0 | 2037 | 0 | 0 | 0 | 0 | 0 | 0 | 2037 | 0 | 0 | 0 | 0 | 0 | 0 | 2037 | 0 | 0 | 0 | 0 | 0 | 0
[6 empty] | 2038 | 0 | 0 | 0 | 0 | 0 | 0 |  |  |  | 2038 | 0.5412 | 0 | 0 | 0 | 0 | 0 | 0 | 2038 | 0 | 0 | 0 | 0 | 0 | 0 | 2038 | 0 | 0 | 0 | 0 | 0 | 0 | 2038 | 0.5412 | 0 | 0 | 0 | 0 | 0 | 0 | 2038 | 0 | 0 | 0 | 0 | 0 | 0 | 2038 | 0 | 0 | 0 | 0 | 0 | 0 | 2038 | 0 | 0 | 0 | 0 | 0 | 0
[6 empty] | 2039 | 0 | 0 | 0 | 0 | 0 | 0 |  |  |  | 2039 | 0.55203 | 0 | 0 | 0 | 0 | 0 | 0 | 2039 | 0 | 0 | 0 | 0 | 0 | 0 | 2039 | 0 | 0 | 0 | 0 | 0 | 0 | 2039 | 0.55203 | 0 | 0 | 0 | 0 | 0 | 0 | 2039 | 0 | 0 | 0 | 0 | 0 | 0 | 2039 | 0 | 0 | 0 | 0 | 0 | 0 | 2039 | 0 | 0 | 0 | 0 | 0 | 0
[6 empty] | 2040 | 0 | 0 | 0 | 0 | 0 | 0 |  |  |  | 2040 | 0.56307 | 0 | 0 | 0 | 0 | 0 | 0 | 2040 | 0 | 0 | 0 | 0 | 0 | 0 | 2040 | 0 | 0 | 0 | 0 | 0 | 0 | 2040 | 0.56307 | 0 | 0 | 0 | 0 | 0 | 0 | 2040 | 0 | 0 | 0 | 0 | 0 | 0 | 2040 | 0 | 0 | 0 | 0 | 0 | 0 | 2040 | 0 | 0 | 0 | 0 | 0 | 0
[6 empty] | 2041 | 0 | 0 | 0 | 0 | 0 | 0 |  |  |  | 2041 | 0.57433 | 0 | 0 | 0 | 0 | 0 | 0 | 2041 | 0 | 0 | 0 | 0 | 0 | 0 | 2041 | 0 | 0 | 0 | 0 | 0 | 0 | 2041 | 0.57433 | 0 | 0 | 0 | 0 | 0 | 0 | 2041 | 0 | 0 | 0 | 0 | 0 | 0 | 2041 | 0 | 0 | 0 | 0 | 0 | 0 | 2041 | 0 | 0 | 0 | 0 | 0 | 0
[6 empty] | 2042 | 0 | 0 | 0 | 0 | 0 | 0 |  |  |  | 2042 | 0.58582 | 0 | 0 | 0 | 0 | 0 | 0 | 2042 | 0 | 0 | 0 | 0 | 0 | 0 | 2042 | 0 | 0 | 0 | 0 | 0 | 0 | 2042 | 0.58582 | 0 | 0 | 0 | 0 | 0 | 0 | 2042 | 0 | 0 | 0 | 0 | 0 | 0 | 2042 | 0 | 0 | 0 | 0 | 0 | 0 | 2042 | 0 | 0 | 0 | 0 | 0 | 0
[6 empty] | 2043 | 0 | 0 | 0 | 0 | 0 | 0 |  |  |  | 2043 | 0.59753 | 0 | 0 | 0 | 0 | 0 | 0 | 2043 | 0 | 0 | 0 | 0 | 0 | 0 | 2043 | 0 | 0 | 0 | 0 | 0 | 0 | 2043 | 0.59753 | 0 | 0 | 0 | 0 | 0 | 0 | 2043 | 0 | 0 | 0 | 0 | 0 | 0 | 2043 | 0 | 0 | 0 | 0 | 0 | 0 | 2043 | 0 | 0 | 0 | 0 | 0 | 0
[6 empty] | 2044 | 0 | 0 | 0 | 0 | 0 | 0 |  |  |  | 2044 | 0.60948 | 0 | 0 | 0 | 0 | 0 | 0 | 2044 | 0 | 0 | 0 | 0 | 0 | 0 | 2044 | 0 | 0 | 0 | 0 | 0 | 0 | 2044 | 0.60948 | 0 | 0 | 0 | 0 | 0 | 0 | 2044 | 0 | 0 | 0 | 0 | 0 | 0 | 2044 | 0 | 0 | 0 | 0 | 0 | 0 | 2044 | 0 | 0 | 0 | 0 | 0 | 0
[6 empty] | 2045 | 0 | 0 | 0 | 0 | 0 | 0 |  |  |  | 2045 | 0.62167 | 0 | 0 | 0 | 0 | 0 | 0 | 2045 | 0 | 0 | 0 | 0 | 0 | 0 | 2045 | 0 | 0 | 0 | 0 | 0 | 0 | 2045 | 0.62167 | 0 | 0 | 0 | 0 | 0 | 0 | 2045 | 0 | 0 | 0 | 0 | 0 | 0 | 2045 | 0 | 0 | 0 | 0 | 0 | 0 | 2045 | 0 | 0 | 0 | 0 | 0 | 0
[6 empty] | Total | 13326246.7928 | 0 | 0 | 0 | 0 | 0

## Sc11 Sub1
CALCULATIONS ONLY >>>>>>>>>
1: Scenario Information
[6 empty] | Capacity Factor |  | Derated CT |  | Annual MWh |  | Derated Annual MWh
ID: | Scenario Type |  |  |  |  | Unit 1 | Unit 2 | Unit 1 | Unit 2 | Unit 1 | Unit 2 | Unit 1 | Unit 2
4 | Summer Peaking (400MW 8 hrs, 230MW 16 hrs, 0MW off-peak) |  |  |  |  | 84% | 84% | 18.2% | 18.2% | 3899952 | 3899952 | 844989.6 | 844989.6
2: Sensitivity Information
[9 empty] | *Leave blank if N/A |  | *Do not delete
|  | Pipeline |  | Hybrid Cooling |  |  | Retirement Date |  | Reduced Operations |  | Reduced Operations
ID: | Scenario Description | Yes/No | COD | Yes/No | COD | Water Option | Unit 1 | Unit 2 | Unit 1 | Unit 2 | Unit 1 | Unit 2
4 | Summer Peaking (2018 start) | No |  | No |  | Scenario 5 | 2031 | 2031 | 2018 | 2018 | 2018 | 2018
4A | Blank | [9 empty] | 0 | 0
4B | Blank | [9 empty] | 0 | 0
4C | Blank | [9 empty] | 0 | 0
4D | Blank | [9 empty] | 0 | 0
4E | Blank | [9 empty] | 0 | 0
3: On-Going CapX - Managed Decline
Index
| Summer Peaking (400MW 8 hrs, 230MW 16 hrs, 0MW off-peak) |  |  |  |  | 6
| Managed Decline |  |  |  |  | Percentage
| 4 Years before end of Operation |  |  |  |  | 72.5%
| 3 Years before end of Operation |  |  |  |  | 48.6%
| 2 Years before end of Operation |  |  |  |  | 21.4%
| Year of Retirement |  |  |  |  | 3.97%
4: Fixed O&M Labor Reduction (single unit operation calculated with retirment dates)
| Increase contract labor after O&M Labor Reduction |  |  |  |  | 10%
5: On-Going CapX - Calculations | [14 empty] | 1st Unit - Step 1 - Reduce baseline based on scenario | [7 empty] | 1st Unit - Step 2 - Managed decline and retirement adjustments | [6 empty] | 2nd Unit - Step 1 - Reduce baseline based on scenario | [7 empty] | 2nd Unit - Step 2 - Managed decline and retirement adjustments
[6 empty] | Year | 4 | 4A | 4B | 4C | 4D | 4E |  |  | Year | Baseline | 4 | 4A | 4B | 4C | 4D | 4E | Year | 4 | 4A | 4B | 4C | 4D | 4E | Year | Baseline | 4 | 4A | 4B | 4C | 4D | 4E | Year | 4 | 4A | 4B | 4C | 4D | 4E
[6 empty] | 2017 | 18803258.5 | 0 | 0 | 0 | 0 | 0 |  |  | 2017 | 5101701.2425 | 5101701.2425 | 5101701.2425 | 5101701.2425 | 5101701.2425 | 5101701.2425 | 5101701.2425 | 2017 | 5101701.2425 | 0 | 0 | 0 | 0 | 0 | 2017 | 13701557.2575 | 13701557.2575 | 13701557.2575 | 13701557.2575 | 13701557.2575 | 13701557.2575 | 13701557.2575 | 2017 | 13701557.2575 | 0 | 0 | 0 | 0 | 0
[6 empty] | 2018 | 13964142.213 | 0 | 0 | 0 | 0 | 0 |  |  | 2018 | 9138973.3925 | 8225076.0532 | 9138973.3925 | 9138973.3925 | 9138973.3925 | 9138973.3925 | 9138973.3925 | 2018 | 8225076.0532 | 0 | 0 | 0 | 0 | 0 | 2018 | 6376740.1775 | 5739066.1598 | 6376740.1775 | 6376740.1775 | 6376740.1775 | 6376740.1775 | 6376740.1775 | 2018 | 5739066.1598 | 0 | 0 | 0 | 0 | 0
[6 empty] | 2019 | 9320316.435 | 0 | 0 | 0 | 0 | 0 |  |  | 2019 | 3802341.1675 | 3422107.0507 | 3802341.1675 | 3802341.1675 | 3802341.1675 | 3802341.1675 | 3802341.1675 | 2019 | 3422107.0507 | 0 | 0 | 0 | 0 | 0 | 2019 | 6553565.9825 | 5898209.3843 | 6553565.9825 | 6553565.9825 | 6553565.9825 | 6553565.9825 | 6553565.9825 | 2019 | 5898209.3843 | 0 | 0 | 0 | 0 | 0
[6 empty] | 2020 | 11682802.887 | 0 | 0 | 0 | 0 | 0 |  |  | 2020 | 6163918.9425 | 4314743.2597 | 6163918.9425 | 6163918.9425 | 6163918.9425 | 6163918.9425 | 6163918.9425 | 2020 | 4314743.2597 | 0 | 0 | 0 | 0 | 0 | 2020 | 10525799.4675 | 7368059.6272 | 10525799.4675 | 10525799.4675 | 10525799.4675 | 10525799.4675 | 10525799.4675 | 2020 | 7368059.6272 | 0 | 0 | 0 | 0 | 0
[6 empty] | 2021 | 8858409.1897 | 0 | 0 | 0 | 0 | 0 |  |  | 2021 | 10631803.2359 | 6379081.9416 | 10631803.2359 | 10631803.2359 | 10631803.2359 | 10631803.2359 | 10631803.2359 | 2021 | 6379081.9416 | 0 | 0 | 0 | 0 | 0 | 2021 | 4132212.0801 | 2479327.2481 | 4132212.0801 | 4132212.0801 | 4132212.0801 | 4132212.0801 | 4132212.0801 | 2021 | 2479327.2481 | 0 | 0 | 0 | 0 | 0
[6 empty] | 2022 | 5387142.8994 | 0 | 0 | 0 | 0 | 0 |  |  | 2022 | 3955955.7507 | 1977977.8753 | 3955955.7507 | 3955955.7507 | 3955955.7507 | 3955955.7507 | 3955955.7507 | 2022 | 1977977.8753 | 0 | 0 | 0 | 0 | 0 | 2022 | 6818330.0482 | 3409165.0241 | 6818330.0482 | 6818330.0482 | 6818330.0482 | 6818330.0482 | 6818330.0482 | 2022 | 3409165.0241 | 0 | 0 | 0 | 0 | 0
[6 empty] | 2023 | 6945593.2135 | 0 | 0 | 0 | 0 | 0 |  |  | 2023 | 6412941.2678 | 2565176.5071 | 6412941.2678 | 6412941.2678 | 6412941.2678 | 6412941.2678 | 6412941.2678 | 2023 | 2565176.5071 | 0 | 0 | 0 | 0 | 0 | 2023 | 10951041.766 | 4380416.7064 | 10951041.766 | 10951041.766 | 10951041.766 | 10951041.766 | 10951041.766 | 2023 | 4380416.7064 | 0 | 0 | 0 | 0 | 0
[6 empty] | 2024 | 6144192.6139 | 0 | 0 | 0 | 0 | 0 |  |  | 2024 | 11061328.0867 | 4424531.2347 | 11061328.0867 | 11061328.0867 | 11061328.0867 | 11061328.0867 | 11061328.0867 | 2024 | 4424531.2347 | 0 | 0 | 0 | 0 | 0 | 2024 | 4299153.4482 | 1719661.3793 | 4299153.4482 | 4299153.4482 | 4299153.4482 | 4299153.4482 | 4299153.4482 | 2024 | 1719661.3793 | 0 | 0 | 0 | 0 | 0
[6 empty] | 2025 | 4483826.7781 | 0 | 0 | 0 | 0 | 0 |  |  | 2025 | 4115776.363 | 1646310.5452 | 4115776.363 | 4115776.363 | 4115776.363 | 4115776.363 | 4115776.363 | 2025 | 1646310.5452 | 0 | 0 | 0 | 0 | 0 | 2025 | 7093790.5821 | 2837516.2329 | 7093790.5821 | 7093790.5821 | 7093790.5821 | 7093790.5821 | 7093790.5821 | 2025 | 2837516.2329 | 0 | 0 | 0 | 0 | 0
[6 empty] | 2026 | 7226195.1793 | 0 | 0 | 0 | 0 | 0 |  |  | 2026 | 6672024.095 | 2668809.638 | 6672024.095 | 6672024.095 | 6672024.095 | 6672024.095 | 6672024.095 | 2026 | 2668809.638 | 0 | 0 | 0 | 0 | 0 | 2026 | 11393463.8533 | 4557385.5413 | 11393463.8533 | 11393463.8533 | 11393463.8533 | 11393463.8533 | 11393463.8533 | 2026 | 4557385.5413 | 0 | 0 | 0 | 0 | 0
[6 empty] | 2027 | 6392417.9955 | 0 | 0 | 0 | 0 | 0 |  |  | 2027 | 11508205.7414 | 4603282.2966 | 11508205.7414 | 11508205.7414 | 11508205.7414 | 11508205.7414 | 11508205.7414 | 2027 | 4603282.2966 | 0 | 0 | 0 | 0 | 0 | 2027 | 4472839.2475 | 1789135.699 | 4472839.2475 | 4472839.2475 | 4472839.2475 | 4472839.2475 | 4472839.2475 | 2027 | 1789135.699 | 0 | 0 | 0 | 0 | 0
[6 empty] | 2028 | 3449747.8144 | 0 | 0 | 0 | 0 | 0 |  |  | 2028 | 4367694.8026 | 1747077.921 | 4367694.8026 | 4367694.8026 | 4367694.8026 | 4367694.8026 | 4367694.8026 | 2028 | 1266631.4928 | 0 | 0 | 0 | 0 | 0 | 2028 | 7527987.3161 | 3011194.9264 | 7527987.3161 | 7527987.3161 | 7527987.3161 | 7527987.3161 | 7527987.3161 | 2028 | 2183116.3217 | 0 | 0 | 0 | 0 | 0
[6 empty] | 2029 | 3726889.1211 | 0 | 0 | 0 | 0 | 0 |  |  | 2029 | 7080405.3458 | 2832162.1383 | 7080405.3458 | 7080405.3458 | 7080405.3458 | 7080405.3458 | 7080405.3458 | 2029 | 1376430.7992 | 0 | 0 | 0 | 0 | 0 | 2029 | 12090834.9889 | 4836333.9955 | 12090834.9889 | 12090834.9889 | 12090834.9889 | 12090834.9889 | 12090834.9889 | 2029 | 2350458.3218 | 0 | 0 | 0 | 0 | 0
[6 empty] | 2030 | 1423243.7401 | 0 | 0 | 0 | 0 | 0 |  |  | 2030 | 11973137.2533 | 4789254.9013 | 11973137.2533 | 11973137.2533 | 11973137.2533 | 11973137.2533 | 11973137.2533 | 2030 | 1024900.5489 | 0 | 0 | 0 | 0 | 0 | 2030 | 4653541.9531 | 1861416.7812 | 4653541.9531 | 4653541.9531 | 4653541.9531 | 4653541.9531 | 4653541.9531 | 2030 | 398343.1912 | 0 | 0 | 0 | 0 | 0
[6 empty] | 2031 | 196535.1307 | 0 | 0 | 0 | 0 | 0 |  |  | 2031 | 4544149.6726 | 1817659.8691 | 4544149.6726 | 4544149.6726 | 4544149.6726 | 4544149.6726 | 4544149.6726 | 2031 | 72161.0968 | 0 | 0 | 0 | 0 | 0 | 2031 | 7832118.0037 | 3132847.2015 | 7832118.0037 | 7832118.0037 | 7832118.0037 | 7832118.0037 | 7832118.0037 | 2031 | 124374.0339 | 0 | 0 | 0 | 0 | 0
[6 empty] | 2032 | 0 | 0 | 0 | 0 | 0 | 0 |  |  | 2032 | 7366453.7218 | 2946581.4887 | 7366453.7218 | 7366453.7218 | 7366453.7218 | 7366453.7218 | 7366453.7218 | 2032 | 0 | 0 | 0 | 0 | 0 | 0 | 2032 | 12579304.7224 | 5031721.889 | 12579304.7224 | 12579304.7224 | 12579304.7224 | 12579304.7224 | 12579304.7224 | 2032 | 0 | 0 | 0 | 0 | 0 | 0
[6 empty] | 2033 | 0 | 0 | 0 | 0 | 0 | 0 |  |  | 2033 | 12456851.9984 | 4982740.7993 | 12456851.9984 | 12456851.9984 | 12456851.9984 | 12456851.9984 | 12456851.9984 | 2033 | 0 | 0 | 0 | 0 | 0 | 0 | 2033 | 4841545.048 | 1936618.0192 | 4841545.048 | 4841545.048 | 4841545.048 | 4841545.048 | 4841545.048 | 2033 | 0 | 0 | 0 | 0 | 0 | 0
[6 empty] | 2034 | 0 | 0 | 0 | 0 | 0 | 0 |  |  | 2034 | 4727733.3194 | 1891093.3278 | 4727733.3194 | 4727733.3194 | 4727733.3194 | 4727733.3194 | 4727733.3194 | 2034 | 0 | 0 | 0 | 0 | 0 | 0 | 2034 | 8148535.571 | 3259414.2284 | 8148535.571 | 8148535.571 | 8148535.571 | 8148535.571 | 8148535.571 | 2034 | 0 | 0 | 0 | 0 | 0 | 0
[6 empty] | 2035 | 0 | 0 | 0 | 0 | 0 | 0 |  |  | 2035 | 7664058.4521 | 3065623.3809 | 7664058.4521 | 7664058.4521 | 7664058.4521 | 7664058.4521 | 7664058.4521 | 2035 | 0 | 0 | 0 | 0 | 0 | 0 | 2035 | 13087508.6332 | 5235003.4533 | 13087508.6332 | 13087508.6332 | 13087508.6332 | 13087508.6332 | 13087508.6332 | 2035 | 0 | 0 | 0 | 0 | 0 | 0
[6 empty] | 2036 | 0 | 0 | 0 | 0 | 0 | 0 |  |  | 2036 | 12960108.8191 | 5184043.5276 | 12960108.8191 | 12960108.8191 | 12960108.8191 | 12960108.8191 | 12960108.8191 | 2036 | 0 | 0 | 0 | 0 | 0 | 0 | 2036 | 5037143.4679 | 2014857.3872 | 5037143.4679 | 5037143.4679 | 5037143.4679 | 5037143.4679 | 5037143.4679 | 2036 | 0 | 0 | 0 | 0 | 0 | 0
[6 empty] | 2037 | 0 | 0 | 0 | 0 | 0 | 0 |  |  | 2037 | 4918733.7455 | 1967493.4982 | 4918733.7455 | 4918733.7455 | 4918733.7455 | 4918733.7455 | 4918733.7455 | 2037 | 0 | 0 | 0 | 0 | 0 | 0 | 2037 | 8477736.4081 | 3391094.5632 | 8477736.4081 | 8477736.4081 | 8477736.4081 | 8477736.4081 | 8477736.4081 | 2037 | 0 | 0 | 0 | 0 | 0 | 0
[6 empty] | 2038 | 0 | 0 | 0 | 0 | 0 | 0 |  |  | 2038 | 7973686.4136 | 3189474.5654 | 7973686.4136 | 7973686.4136 | 7973686.4136 | 7973686.4136 | 7973686.4136 | 2038 | 0 | 0 | 0 | 0 | 0 | 0 | 2038 | 13616243.982 | 5446497.5928 | 13616243.982 | 13616243.982 | 13616243.982 | 13616243.982 | 13616243.982 | 2038 | 0 | 0 | 0 | 0 | 0 | 0
[6 empty] | 2039 | 0 | 0 | 0 | 0 | 0 | 0 |  |  | 2039 | 13483697.2154 | 5393478.8862 | 13483697.2154 | 13483697.2154 | 13483697.2154 | 13483697.2154 | 13483697.2154 | 2039 | 0 | 0 | 0 | 0 | 0 | 0 | 2039 | 5240644.064 | 2096257.6256 | 5240644.064 | 5240644.064 | 5240644.064 | 5240644.064 | 5240644.064 | 2039 | 0 | 0 | 0 | 0 | 0 | 0
[6 empty] | 2040 | 0 | 0 | 0 | 0 | 0 | 0 |  |  | 2040 | 5117450.5888 | 2046980.2355 | 5117450.5888 | 5117450.5888 | 5117450.5888 | 5117450.5888 | 5117450.5888 | 2040 | 0 | 0 | 0 | 0 | 0 | 0 | 2040 | 8820236.959 | 3528094.7836 | 8820236.959 | 8820236.959 | 8820236.959 | 8820236.959 | 8820236.959 | 2040 | 0 | 0 | 0 | 0 | 0 | 0
[6 empty] | 2041 | 0 | 0 | 0 | 0 | 0 | 0 |  |  | 2041 | 8295823.3447 | 3318329.3379 | 8295823.3447 | 8295823.3447 | 8295823.3447 | 8295823.3447 | 8295823.3447 | 2041 | 0 | 0 | 0 | 0 | 0 | 0 | 2041 | 14166340.2389 | 5666536.0955 | 14166340.2389 | 14166340.2389 | 14166340.2389 | 14166340.2389 | 14166340.2389 | 2041 | 0 | 0 | 0 | 0 | 0 | 0
[6 empty] | 2042 | 0 | 0 | 0 | 0 | 0 | 0 |  |  | 2042 | 14028438.5829 | 5611375.4332 | 14028438.5829 | 14028438.5829 | 14028438.5829 | 14028438.5829 | 14028438.5829 | 2042 | 0 | 0 | 0 | 0 | 0 | 0 | 2042 | 5452366.0842 | 2180946.4337 | 5452366.0842 | 5452366.0842 | 5452366.0842 | 5452366.0842 | 5452366.0842 | 2042 | 0 | 0 | 0 | 0 | 0 | 0
[6 empty] | 2043 | 0 | 0 | 0 | 0 | 0 | 0 |  |  | 2043 | 5324195.5926 | 2129678.2371 | 5324195.5926 | 5324195.5926 | 5324195.5926 | 5324195.5926 | 5324195.5926 | 2043 | 0 | 0 | 0 | 0 | 0 | 0 | 2043 | 9176574.5321 | 3670629.8128 | 9176574.5321 | 9176574.5321 | 9176574.5321 | 9176574.5321 | 9176574.5321 | 2043 | 0 | 0 | 0 | 0 | 0 | 0
[6 empty] | 2044 | 0 | 0 | 0 | 0 | 0 | 0 |  |  | 2044 | 8630974.6078 | 3452389.8431 | 8630974.6078 | 8630974.6078 | 8630974.6078 | 8630974.6078 | 8630974.6078 | 2044 | 0 | 0 | 0 | 0 | 0 | 0 | 2044 | 14738660.3845 | 5895464.1538 | 14738660.3845 | 14738660.3845 | 14738660.3845 | 14738660.3845 | 14738660.3845 | 2044 | 0 | 0 | 0 | 0 | 0 | 0
[6 empty] | 2045 | 0 | 0 | 0 | 0 | 0 | 0 |  |  | 2045 | 14595187.5016 | 5838075.0007 | 14595187.5016 | 14595187.5016 | 14595187.5016 | 14595187.5016 | 14595187.5016 | 2045 | 0 | 0 | 0 | 0 | 0 | 0 | 2045 | 5672641.674 | 2269056.6696 | 5672641.674 | 5672641.674 | 5672641.674 | 5672641.674 | 5672641.674 | 2045 | 0 | 0 | 0 | 0 | 0 | 0
[6 empty] | Total | 108004713.7107 | 0 | 0 | 0 | 0 | 0
6: On-Going CapX - H2O | [44 empty] | Jones Pipeline | [6 empty] | Hybrid Cooling
[6 empty] | Year | 4 | 4A | 4B | 4C | 4D | 4E | [32 empty] | Year | 4 | 4A | 4B | 4C | 4D | 4E | Year | 4 | 4A | 4B | 4C | 4D | 4E
[6 empty] | 2017 | 600000 | [37 empty] | 2017 | 0 | 0 | 0 | 0 | 0 | 0 | 2017 | 0 | 0 | 0 | 0 | 0 | 0
[6 empty] | 2018 | 3927000 | [37 empty] | 2018 | 0 | 0 | 0 | 0 | 0 | 0 | 2018 | 0 | 0 | 0 | 0 | 0 | 0
[6 empty] | 2019 | 364000 | [37 empty] | 2019 | 0 | 0 | 0 | 0 | 0 | 0 | 2019 | 0 | 0 | 0 | 0 | 0 | 0
[6 empty] | 2020 | 371000 | [37 empty] | 2020 | 0 | 0 | 0 | 0 | 0 | 0 | 2020 | 0 | 0 | 0 | 0 | 0 | 0
[6 empty] | 2021 | 378000 | [37 empty] | 2021 | 0 | 0 | 0 | 0 | 0 | 0 | 2021 | 0 | 0 | 0 | 0 | 0 | 0
[6 empty] | 2022 | 385000 | [37 empty] | 2022 | 0 | 0 | 0 | 0 | 0 | 0 | 2022 | 0 | 0 | 0 | 0 | 0 | 0
[6 empty] | 2023 | 392000 | [37 empty] | 2023 | 0 | 0 | 0 | 0 | 0 | 0 | 2023 | 0 | 0 | 0 | 0 | 0 | 0
[6 empty] | 2024 | 1490685.6676 | [37 empty] | 2024 | 0 | 0 | 0 | 0 | 0 | 0 | 2024 | 0 | 0 | 0 | 0 | 0 | 0
[6 empty] | 2025 | 348000 | [37 empty] | 2025 | 0 | 0 | 0 | 0 | 0 | 0 | 2025 | 0 | 0 | 0 | 0 | 0 | 0
[6 empty] | 2026 | 354000 | [37 empty] | 2026 | 0 | 0 | 0 | 0 | 0 | 0 | 2026 | 0 | 0 | 0 | 0 | 0 | 0
[6 empty] | 2027 | 360000 | [37 empty] | 2027 | 0 | 0 | 0 | 0 | 0 | 0 | 2027 | 0 | 0 | 0 | 0 | 0 | 0
[6 empty] | 2028 | 366000 | [37 empty] | 2028 | 0 | 0 | 0 | 0 | 0 | 0 | 2028 | 0 | 0 | 0 | 0 | 0 | 0
[6 empty] | 2029 | 0 | [37 empty] | 2029 | 0 | 0 | 0 | 0 | 0 | 0 | 2029 | 0 | 0 | 0 | 0 | 0 | 0
[6 empty] | 2030 | 0 | [37 empty] | 2030 | 0 | 0 | 0 | 0 | 0 | 0 | 2030 | 0 | 0 | 0 | 0 | 0 | 0
[6 empty] | 2031 | 0 | [37 empty] | 2031 | 0 | 0 | 0 | 0 | 0 | 0 | 2031 | 0 | 0 | 0 | 0 | 0 | 0
[6 empty] | 2032 | 0 | [37 empty] | 2032 | 0 | 0 | 0 | 0 | 0 | 0 | 2032 | 0 | 0 | 0 | 0 | 0 | 0
[6 empty] | 2033 | 0 | [37 empty] | 2033 | 0 | 0 | 0 | 0 | 0 | 0 | 2033 | 0 | 0 | 0 | 0 | 0 | 0
[6 empty] | 2034 | 0 | [37 empty] | 2034 | 0 | 0 | 0 | 0 | 0 | 0 | 2034 | 0 | 0 | 0 | 0 | 0 | 0
[6 empty] | 2035 | 0 | [37 empty] | 2035 | 0 | 0 | 0 | 0 | 0 | 0 | 2035 | 0 | 0 | 0 | 0 | 0 | 0
[6 empty] | 2036 | 0 | [37 empty] | 2036 | 0 | 0 | 0 | 0 | 0 | 0 | 2036 | 0 | 0 | 0 | 0 | 0 | 0
[6 empty] | 2037 | 0 | [37 empty] | 2037 | 0 | 0 | 0 | 0 | 0 | 0 | 2037 | 0 | 0 | 0 | 0 | 0 | 0
[6 empty] | 2038 | 0 | [37 empty] | 2038 | 0 | 0 | 0 | 0 | 0 | 0 | 2038 | 0 | 0 | 0 | 0 | 0 | 0
[6 empty] | 2039 | 0 | [37 empty] | 2039 | 0 | 0 | 0 | 0 | 0 | 0 | 2039 | 0 | 0 | 0 | 0 | 0 | 0
[6 empty] | 2040 | 0 | [37 empty] | 2040 | 0 | 0 | 0 | 0 | 0 | 0 | 2040 | 0 | 0 | 0 | 0 | 0 | 0
[6 empty] | 2041 | 0 | [37 empty] | 2041 | 0 | 0 | 0 | 0 | 0 | 0 | 2041 | 0 | 0 | 0 | 0 | 0 | 0
[6 empty] | 2042 | 0 | [37 empty] | 2042 | 0 | 0 | 0 | 0 | 0 | 0 | 2042 | 0 | 0 | 0 | 0 | 0 | 0
[6 empty] | 2043 | 0 | [37 empty] | 2043 | 0 | 0 | 0 | 0 | 0 | 0 | 2043 | 0 | 0 | 0 | 0 | 0 | 0
[6 empty] | 2044 | 0 | [37 empty] | 2044 | 0 | 0 | 0 | 0 | 0 | 0 | 2044 | 0 | 0 | 0 | 0 | 0 | 0
[6 empty] | 2045 | 0 | [37 empty] | 2045 | 0 | 0 | 0 | 0 | 0 | 0 | 2045 | 0 | 0 | 0 | 0 | 0 | 0
[6 empty] | Total | 9335685.6676 | 0 | 0 | 0 | 0 | 0
7: Fixed O&M - Labor | [14 empty] | 1st Unit - Step 1 - Reduce baseline based on scenario | [7 empty] | 1st Unit - Step 1 - Single Unit Operation and Retirement | [6 empty] | 2nd Unit - Step 1 - Reduce baseline based on scenario | [7 empty] | 2nd Unit - Step 1 - Single Unit Operation and Retirement
[6 empty] | Year | 4 | 4A | 4B | 4C | 4D | 4E |  |  | Year | Baseline | 4 | 4A | 4B | 4C | 4D | 4E | Year | 4 | 4A | 4B | 4C | 4D | 4E | Year | Baseline | 4 | 4A | 4B | 4C | 4D | 4E | Year | 4 | 4A | 4B | 4C | 4D | 4E
[6 empty] | 2017 | 18063856.14 | 0 | 0 | 0 | 0 | 0 |  |  | 2017 | 5908687.3434 | A | Retired | Retired | Retired | Retired | Retired | 2017 | 5908687.3434 | 0 | 0 | 0 | 0 | 0 | 2017 | 12155168.7966 | A | Retired | Retired | Retired | Retired | Retired | 2017 | 12155168.7966 | 0 | 0 | 0 | 0 | 0
[6 empty] | 2018 | 10741975.0533 | 0 | 0 | 0 | 0 | 0 |  |  | 2018 | 6063966.1979 | B | Retired | Retired | Retired | Retired | Retired | 2018 | 3513700.0399 | 0 | 0 | 0 | 0 | 0 | 2018 | 12474603.6521 | B | Retired | Retired | Retired | Retired | Retired | 2018 | 7228275.0133 | 0 | 0 | 0 | 0 | 0
[6 empty] | 2019 | 10924924.549 | 0 | 0 | 0 | 0 | 0 |  |  | 2019 | 6167243.2538 | B | Retired | Retired | Retired | Retired | Retired | 2019 | 3573542.82 | 0 | 0 | 0 | 0 | 0 | 2019 | 12687062.0162 | B | Retired | Retired | Retired | Retired | Retired | 2019 | 7351381.729 | 0 | 0 | 0 | 0 | 0
[6 empty] | 2020 | 11493147.6189 | 0 | 0 | 0 | 0 | 0 |  |  | 2020 | 6488011.5922 | B | Retired | Retired | Retired | Retired | Retired | 2020 | 3759408.5861 | 0 | 0 | 0 | 0 | 0 | 2020 | 13346936.7178 | B | Retired | Retired | Retired | Retired | Retired | 2020 | 7733739.0327 | 0 | 0 | 0 | 0 | 0
[6 empty] | 2021 | 11558273.0215 | 0 | 0 | 0 | 0 | 0 |  |  | 2021 | 6524775.6173 | B | Retired | Retired | Retired | Retired | Retired | 2021 | 3780711.1053 | 0 | 0 | 0 | 0 | 0 | 2021 | 13422566.5327 | B | Retired | Retired | Retired | Retired | Retired | 2021 | 7777561.9162 | 0 | 0 | 0 | 0 | 0
[6 empty] | 2022 | 11789438.4819 | 0 | 0 | 0 | 0 | 0 |  |  | 2022 | 6655271.1296 | B | Retired | Retired | Retired | Retired | Retired | 2022 | 3856325.3274 | 0 | 0 | 0 | 0 | 0 | 2022 | 13691017.8634 | B | Retired | Retired | Retired | Retired | Retired | 2022 | 7933113.1545 | 0 | 0 | 0 | 0 | 0
[6 empty] | 2023 | 12025227.2516 | 0 | 0 | 0 | 0 | 0 |  |  | 2023 | 6788376.5522 | B | Retired | Retired | Retired | Retired | Retired | 2023 | 3933451.834 | 0 | 0 | 0 | 0 | 0 | 2023 | 13964838.2207 | B | Retired | Retired | Retired | Retired | Retired | 2023 | 8091775.4176 | 0 | 0 | 0 | 0 | 0
[6 empty] | 2024 | 12265731.7966 | 0 | 0 | 0 | 0 | 0 |  |  | 2024 | 6924144.0832 | B | Retired | Retired | Retired | Retired | Retired | 2024 | 4012120.8707 | 0 | 0 | 0 | 0 | 0 | 2024 | 14244134.9851 | B | Retired | Retired | Retired | Retired | Retired | 2024 | 8253610.9259 | 0 | 0 | 0 | 0 | 0
[6 empty] | 2025 | 12511046.4325 | 0 | 0 | 0 | 0 | 0 |  |  | 2025 | 7062626.9649 | B | Retired | Retired | Retired | Retired | Retired | 2025 | 4092363.2881 | 0 | 0 | 0 | 0 | 0 | 2025 | 14529017.6848 | B | Retired | Retired | Retired | Retired | Retired | 2025 | 8418683.1444 | 0 | 0 | 0 | 0 | 0
[6 empty] | 2026 | 12761267.3612 | 0 | 0 | 0 | 0 | 0 |  |  | 2026 | 7203879.5042 | B | Retired | Retired | Retired | Retired | Retired | 2026 | 4174210.5538 | 0 | 0 | 0 | 0 | 0 | 2026 | 14819598.0385 | B | Retired | Retired | Retired | Retired | Retired | 2026 | 8587056.8073 | 0 | 0 | 0 | 0 | 0
[6 empty] | 2027 | 13016492.7084 | 0 | 0 | 0 | 0 | 0 |  |  | 2027 | 7347957.0943 | B | Retired | Retired | Retired | Retired | Retired | 2027 | 4257694.7649 | 0 | 0 | 0 | 0 | 0 | 2027 | 15115989.9992 | B | Retired | Retired | Retired | Retired | Retired | 2027 | 8758797.9435 | 0 | 0 | 0 | 0 | 0
[6 empty] | 2028 | 13276822.5626 | 0 | 0 | 0 | 0 | 0 |  |  | 2028 | 7494916.2362 | B | Retired | Retired | Retired | Retired | Retired | 2028 | 4342848.6602 | 0 | 0 | 0 | 0 | 0 | 2028 | 15418309.7992 | B | Retired | Retired | Retired | Retired | Retired | 2028 | 8933973.9024 | 0 | 0 | 0 | 0 | 0
[6 empty] | 2029 | 13542359.0138 | 0 | 0 | 0 | 0 | 0 |  |  | 2029 | 7644814.5609 | B | Retired | Retired | Retired | Retired | Retired | 2029 | 4429705.6334 | 0 | 0 | 0 | 0 | 0 | 2029 | 15726675.9952 | B | Retired | Retired | Retired | Retired | Retired | 2029 | 9112653.3804 | 0 | 0 | 0 | 0 | 0
[6 empty] | 2030 | 13813206.1941 | 0 | 0 | 0 | 0 | 0 |  |  | 2030 | 7797710.8521 | B | Retired | Retired | Retired | Retired | Retired | 2030 | 4518299.7461 | 0 | 0 | 0 | 0 | 0 | 2030 | 16041209.5151 | B | Retired | Retired | Retired | Retired | Retired | 2030 | 9294906.448 | 0 | 0 | 0 | 0 | 0
[6 empty] | 2031 | 14089470.318 | 0 | 0 | 0 | 0 | 0 |  |  | 2031 | 7953665.0692 | B | Retired | Retired | Retired | Retired | Retired | 2031 | 4608665.741 | 0 | 0 | 0 | 0 | 0 | 2031 | 16362033.7054 | B | Retired | Retired | Retired | Retired | Retired | 2031 | 9480804.577 | 0 | 0 | 0 | 0 | 0
[6 empty] | 2032 | 0 | 0 | 0 | 0 | 0 | 0 |  |  | 2032 | 8112738.3705 | Retired | Retired | Retired | Retired | Retired | Retired | 2032 | 0 | 0 | 0 | 0 | 0 | 0 | 2032 | 16689274.3795 | Retired | Retired | Retired | Retired | Retired | Retired | 2032 | 0 | 0 | 0 | 0 | 0 | 0
[6 empty] | 2033 | 0 | 0 | 0 | 0 | 0 | 0 |  |  | 2033 | 8274993.138 | Retired | Retired | Retired | Retired | Retired | Retired | 2033 | 0 | 0 | 0 | 0 | 0 | 0 | 2033 | 17023059.8671 | Retired | Retired | Retired | Retired | Retired | Retired | 2033 | 0 | 0 | 0 | 0 | 0 | 0
[6 empty] | 2034 | 0 | 0 | 0 | 0 | 0 | 0 |  |  | 2034 | 8440493.0007 | Retired | Retired | Retired | Retired | Retired | Retired | 2034 | 0 | 0 | 0 | 0 | 0 | 0 | 2034 | 17363521.0645 | Retired | Retired | Retired | Retired | Retired | Retired | 2034 | 0 | 0 | 0 | 0 | 0 | 0
[6 empty] | 2035 | 0 | 0 | 0 | 0 | 0 | 0 |  |  | 2035 | 8609302.8607 | Retired | Retired | Retired | Retired | Retired | Retired | 2035 | 0 | 0 | 0 | 0 | 0 | 0 | 2035 | 17710791.4857 | Retired | Retired | Retired | Retired | Retired | Retired | 2035 | 0 | 0 | 0 | 0 | 0 | 0
[6 empty] | 2036 | 0 | 0 | 0 | 0 | 0 | 0 |  |  | 2036 | 8781488.9179 | Retired | Retired | Retired | Retired | Retired | Retired | 2036 | 0 | 0 | 0 | 0 | 0 | 0 | 2036 | 18065007.3155 | Retired | Retired | Retired | Retired | Retired | Retired | 2036 | 0 | 0 | 0 | 0 | 0 | 0
[6 empty] | 2037 | 0 | 0 | 0 | 0 | 0 | 0 |  |  | 2037 | 8957118.6963 | Retired | Retired | Retired | Retired | Retired | Retired | 2037 | 0 | 0 | 0 | 0 | 0 | 0 | 2037 | 18426307.4618 | Retired | Retired | Retired | Retired | Retired | Retired | 2037 | 0 | 0 | 0 | 0 | 0 | 0
[6 empty] | 2038 | 0 | 0 | 0 | 0 | 0 | 0 |  |  | 2038 | 9136261.0702 | Retired | Retired | Retired | Retired | Retired | Retired | 2038 | 0 | 0 | 0 | 0 | 0 | 0 | 2038 | 18794833.611 | Retired | Retired | Retired | Retired | Retired | Retired | 2038 | 0 | 0 | 0 | 0 | 0 | 0
[6 empty] | 2039 | 0 | 0 | 0 | 0 | 0 | 0 |  |  | 2039 | 9318986.2916 | Retired | Retired | Retired | Retired | Retired | Retired | 2039 | 0 | 0 | 0 | 0 | 0 | 0 | 2039 | 19170730.2832 | Retired | Retired | Retired | Retired | Retired | Retired | 2039 | 0 | 0 | 0 | 0 | 0 | 0
[6 empty] | 2040 | 0 | 0 | 0 | 0 | 0 | 0 |  |  | 2040 | 9505366.0175 | Retired | Retired | Retired | Retired | Retired | Retired | 2040 | 0 | 0 | 0 | 0 | 0 | 0 | 2040 | 19554144.8889 | Retired | Retired | Retired | Retired | Retired | Retired | 2040 | 0 | 0 | 0 | 0 | 0 | 0
[6 empty] | 2041 | 0 | 0 | 0 | 0 | 0 | 0 |  |  | 2041 | 9695473.3378 | Retired | Retired | Retired | Retired | Retired | Retired | 2041 | 0 | 0 | 0 | 0 | 0 | 0 | 2041 | 19945227.7867 | Retired | Retired | Retired | Retired | Retired | Retired | 2041 | 0 | 0 | 0 | 0 | 0 | 0
[6 empty] | 2042 | 0 | 0 | 0 | 0 | 0 | 0 |  |  | 2042 | 9889382.8046 | Retired | Retired | Retired | Retired | Retired | Retired | 2042 | 0 | 0 | 0 | 0 | 0 | 0 | 2042 | 20344132.3424 | Retired | Retired | Retired | Retired | Retired | Retired | 2042 | 0 | 0 | 0 | 0 | 0 | 0
[6 empty] | 2043 | 0 | 0 | 0 | 0 | 0 | 0 |  |  | 2043 | 10087170.4607 | Retired | Retired | Retired | Retired | Retired | Retired | 2043 | 0 | 0 | 0 | 0 | 0 | 0 | 2043 | 20751014.9892 | Retired | Retired | Retired | Retired | Retired | Retired | 2043 | 0 | 0 | 0 | 0 | 0 | 0
[6 empty] | 2044 | 0 | 0 | 0 | 0 | 0 | 0 |  |  | 2044 | 10288913.8699 | Retired | Retired | Retired | Retired | Retired | Retired | 2044 | 0 | 0 | 0 | 0 | 0 | 0 | 2044 | 21166035.289 | Retired | Retired | Retired | Retired | Retired | Retired | 2044 | 0 | 0 | 0 | 0 | 0 | 0
[6 empty] | 2045 | 0 | 0 | 0 | 0 | 0 | 0 |  |  | 2045 | 10494692.1473 | Retired | Retired | Retired | Retired | Retired | Retired | 2045 | 0 | 0 | 0 | 0 | 0 | 0 | 2045 | 21589355.9948 | Retired | Retired | Retired | Retired | Retired | Retired | 2045 | 0 | 0 | 0 | 0 | 0 | 0
[6 empty] | Total | 191873238.5033 | 0 | 0 | 0 | 0 | 0
*Reduced operations percentages are contained on the "Fixed - Other" Tab
8: Fixed O&M - Other | [14 empty] | 1st Unit - Step 1 - Reduce baseline based on scenario | [7 empty] | 1st Unit - Step 2 - Single Unit Operation and Retirement | [6 empty] | 2nd Unit - Step 1 - Reduce baseline based on scenario | [7 empty] | 2nd Unit - Step 2 - Single Unit Operation and Retirement
[6 empty] | Year | 4 | 4A | 4B | 4C | 4D | 4E |  |  | Year | Baseline | 4 | 4A | 4B | 4C | 4D | 4E | Year | 4 | 4A | 4B | 4C | 4D | 4E | Year | Baseline | 4 | 4A | 4B | 4C | 4D | 4E | Year | 4 | 4A | 4B | 4C | 4D | 4E
[6 empty] | 2017 | 10696150.39 | 0 | 0 | 0 | 0 | 0 |  |  | 2017 | 4605762.3579 | 4605762.3579 | 4605762.3579 | 4605762.3579 | 4605762.3579 | 4605762.3579 | 4605762.3579 | 2017 | 4605762.3579 | 0 | 0 | 0 | 0 | 0 | 2017 | 6090388.0321 | 6090388.0321 | 6090388.0321 | 6090388.0321 | 6090388.0321 | 6090388.0321 | 6090388.0321 | 2017 | 6090388.0321 | 0 | 0 | 0 | 0 | 0
[6 empty] | 2018 | 5367796.98 | 0 | 0 | 0 | 0 | 0 |  |  | 2018 | 4622746.7592 | 2311373.3796 | 4622746.7592 | 4622746.7592 | 4622746.7592 | 4622746.7592 | 4622746.7592 | 2018 | 2311373.3796 | 0 | 0 | 0 | 0 | 0 | 2018 | 6112847.2008 | 3056423.6004 | 6112847.2008 | 6112847.2008 | 6112847.2008 | 6112847.2008 | 6112847.2008 | 2018 | 3056423.6004 | 0 | 0 | 0 | 0 | 0
[6 empty] | 2019 | 4067414.55 | 0 | 0 | 0 | 0 | 0 |  |  | 2019 | 3502857.4105 | 1751428.7052 | 3502857.4105 | 3502857.4105 | 3502857.4105 | 3502857.4105 | 3502857.4105 | 2019 | 1751428.7052 | 0 | 0 | 0 | 0 | 0 | 2019 | 4631971.6895 | 2315985.8448 | 4631971.6895 | 4631971.6895 | 4631971.6895 | 4631971.6895 | 4631971.6895 | 2019 | 2315985.8448 | 0 | 0 | 0 | 0 | 0
[6 empty] | 2020 | 5336415.9 | 0 | 0 | 0 | 0 | 0 |  |  | 2020 | 4595721.3731 | 2297860.6865 | 4595721.3731 | 4595721.3731 | 4595721.3731 | 4595721.3731 | 4595721.3731 | 2020 | 2297860.6865 | 0 | 0 | 0 | 0 | 0 | 2020 | 6077110.4269 | 3038555.2135 | 6077110.4269 | 6077110.4269 | 6077110.4269 | 6077110.4269 | 6077110.4269 | 2020 | 3038555.2135 | 0 | 0 | 0 | 0 | 0
[6 empty] | 2021 | 5096437 | 0 | 0 | 0 | 0 | 0 |  |  | 2021 | 4389051.5444 | 2194525.7722 | 4389051.5444 | 4389051.5444 | 4389051.5444 | 4389051.5444 | 4389051.5444 | 2021 | 2194525.7722 | 0 | 0 | 0 | 0 | 0 | 2021 | 5803822.4556 | 2901911.2278 | 5803822.4556 | 5803822.4556 | 5803822.4556 | 5803822.4556 | 5803822.4556 | 2021 | 2901911.2278 | 0 | 0 | 0 | 0 | 0
[6 empty] | 2022 | 5198365.74 | 0 | 0 | 0 | 0 | 0 |  |  | 2022 | 4476832.5753 | 2238416.2876 | 4476832.5753 | 4476832.5753 | 4476832.5753 | 4476832.5753 | 4476832.5753 | 2022 | 2238416.2876 | 0 | 0 | 0 | 0 | 0 | 2022 | 5919898.9047 | 2959949.4524 | 5919898.9047 | 5919898.9047 | 5919898.9047 | 5919898.9047 | 5919898.9047 | 2022 | 2959949.4524 | 0 | 0 | 0 | 0 | 0
[6 empty] | 2023 | 5302333.0548 | 0 | 0 | 0 | 0 | 0 |  |  | 2023 | 4566369.2268 | 2283184.6134 | 4566369.2268 | 4566369.2268 | 4566369.2268 | 4566369.2268 | 4566369.2268 | 2023 | 2283184.6134 | 0 | 0 | 0 | 0 | 0 | 2023 | 6038296.8828 | 3019148.4414 | 6038296.8828 | 6038296.8828 | 6038296.8828 | 6038296.8828 | 6038296.8828 | 2023 | 3019148.4414 | 0 | 0 | 0 | 0 | 0
[6 empty] | 2024 | 5408379.7159 | 0 | 0 | 0 | 0 | 0 |  |  | 2024 | 4657696.6113 | 2328848.3057 | 4657696.6113 | 4657696.6113 | 4657696.6113 | 4657696.6113 | 4657696.6113 | 2024 | 2328848.3057 | 0 | 0 | 0 | 0 | 0 | 2024 | 6159062.8205 | 3079531.4102 | 6159062.8205 | 6159062.8205 | 6159062.8205 | 6159062.8205 | 6159062.8205 | 2024 | 3079531.4102 | 0 | 0 | 0 | 0 | 0
[6 empty] | 2025 | 5516547.3102 | 0 | 0 | 0 | 0 | 0 |  |  | 2025 | 4750850.5436 | 2375425.2718 | 4750850.5436 | 4750850.5436 | 4750850.5436 | 4750850.5436 | 4750850.5436 | 2025 | 2375425.2718 | 0 | 0 | 0 | 0 | 0 | 2025 | 6282244.0769 | 3141122.0384 | 6282244.0769 | 6282244.0769 | 6282244.0769 | 6282244.0769 | 6282244.0769 | 2025 | 3141122.0384 | 0 | 0 | 0 | 0 | 0
[6 empty] | 2026 | 5626878.2564 | 0 | 0 | 0 | 0 | 0 |  |  | 2026 | 4845867.5544 | 2422933.7772 | 4845867.5544 | 4845867.5544 | 4845867.5544 | 4845867.5544 | 4845867.5544 | 2026 | 2422933.7772 | 0 | 0 | 0 | 0 | 0 | 2026 | 6407888.9584 | 3203944.4792 | 6407888.9584 | 6407888.9584 | 6407888.9584 | 6407888.9584 | 6407888.9584 | 2026 | 3203944.4792 | 0 | 0 | 0 | 0 | 0
[6 empty] | 2027 | 5739415.8215 | 0 | 0 | 0 | 0 | 0 |  |  | 2027 | 4942784.9055 | 2471392.4528 | 4942784.9055 | 4942784.9055 | 4942784.9055 | 4942784.9055 | 4942784.9055 | 2027 | 2471392.4528 | 0 | 0 | 0 | 0 | 0 | 2027 | 6536046.7376 | 3268023.3688 | 6536046.7376 | 6536046.7376 | 6536046.7376 | 6536046.7376 | 6536046.7376 | 2027 | 3268023.3688 | 0 | 0 | 0 | 0 | 0
[6 empty] | 2028 | 5854204.138 | 0 | 0 | 0 | 0 | 0 |  |  | 2028 | 5041640.6036 | 2520820.3018 | 5041640.6036 | 5041640.6036 | 5041640.6036 | 5041640.6036 | 5041640.6036 | 2028 | 2520820.3018 | 0 | 0 | 0 | 0 | 0 | 2028 | 6666767.6723 | 3333383.8362 | 6666767.6723 | 6666767.6723 | 6666767.6723 | 6666767.6723 | 6666767.6723 | 2028 | 3333383.8362 | 0 | 0 | 0 | 0 | 0
[6 empty] | 2029 | 5971288.2207 | 0 | 0 | 0 | 0 | 0 |  |  | 2029 | 5142473.4157 | 2571236.7078 | 5142473.4157 | 5142473.4157 | 5142473.4157 | 5142473.4157 | 5142473.4157 | 2029 | 2571236.7078 | 0 | 0 | 0 | 0 | 0 | 2029 | 6800103.0258 | 3400051.5129 | 6800103.0258 | 6800103.0258 | 6800103.0258 | 6800103.0258 | 6800103.0258 | 2029 | 3400051.5129 | 0 | 0 | 0 | 0 | 0
[6 empty] | 2030 | 6090713.9852 | 0 | 0 | 0 | 0 | 0 |  |  | 2030 | 5245322.884 | 2622661.442 | 5245322.884 | 5245322.884 | 5245322.884 | 5245322.884 | 5245322.884 | 2030 | 2622661.442 | 0 | 0 | 0 | 0 | 0 | 2030 | 6936105.0863 | 3468052.5431 | 6936105.0863 | 6936105.0863 | 6936105.0863 | 6936105.0863 | 6936105.0863 | 2030 | 3468052.5431 | 0 | 0 | 0 | 0 | 0
[6 empty] | 2031 | 6212528.2649 | 0 | 0 | 0 | 0 | 0 |  |  | 2031 | 5350229.3417 | 2675114.6708 | 5350229.3417 | 5350229.3417 | 5350229.3417 | 5350229.3417 | 5350229.3417 | 2031 | 2675114.6708 | 0 | 0 | 0 | 0 | 0 | 2031 | 7074827.188 | 3537413.594 | 7074827.188 | 7074827.188 | 7074827.188 | 7074827.188 | 7074827.188 | 2031 | 3537413.594 | 0 | 0 | 0 | 0 | 0
[6 empty] | 2032 | 0 | 0 | 0 | 0 | 0 | 0 |  |  | 2032 | 5457233.9285 | 2728616.9643 | 5457233.9285 | 5457233.9285 | 5457233.9285 | 5457233.9285 | 5457233.9285 | 2032 | 0 | 0 | 0 | 0 | 0 | 0 | 2032 | 7216323.7318 | 3608161.8659 | 7216323.7318 | 7216323.7318 | 7216323.7318 | 7216323.7318 | 7216323.7318 | 2032 | 0 | 0 | 0 | 0 | 0 | 0
[6 empty] | 2033 | 0 | 0 | 0 | 0 | 0 | 0 |  |  | 2033 | 5566378.6071 | 2783189.3035 | 5566378.6071 | 5566378.6071 | 5566378.6071 | 5566378.6071 | 5566378.6071 | 2033 | 0 | 0 | 0 | 0 | 0 | 0 | 2033 | 7360650.2064 | 3680325.1032 | 7360650.2064 | 7360650.2064 | 7360650.2064 | 7360650.2064 | 7360650.2064 | 2033 | 0 | 0 | 0 | 0 | 0 | 0
[6 empty] | 2034 | 0 | 0 | 0 | 0 | 0 | 0 |  |  | 2034 | 5677706.1792 | 2838853.0896 | 5677706.1792 | 5677706.1792 | 5677706.1792 | 5677706.1792 | 5677706.1792 | 2034 | 0 | 0 | 0 | 0 | 0 | 0 | 2034 | 7507863.2105 | 3753931.6053 | 7507863.2105 | 7507863.2105 | 7507863.2105 | 7507863.2105 | 7507863.2105 | 2034 | 0 | 0 | 0 | 0 | 0 | 0
[6 empty] | 2035 | 0 | 0 | 0 | 0 | 0 | 0 |  |  | 2035 | 5791260.3028 | 2895630.1514 | 5791260.3028 | 5791260.3028 | 5791260.3028 | 5791260.3028 | 5791260.3028 | 2035 | 0 | 0 | 0 | 0 | 0 | 0 | 2035 | 7658020.4748 | 3829010.2374 | 7658020.4748 | 7658020.4748 | 7658020.4748 | 7658020.4748 | 7658020.4748 | 2035 | 0 | 0 | 0 | 0 | 0 | 0
[6 empty] | 2036 | 0 | 0 | 0 | 0 | 0 | 0 |  |  | 2036 | 5907085.5089 | 2953542.7544 | 5907085.5089 | 5907085.5089 | 5907085.5089 | 5907085.5089 | 5907085.5089 | 2036 | 0 | 0 | 0 | 0 | 0 | 0 | 2036 | 7811180.8842 | 3905590.4421 | 7811180.8842 | 7811180.8842 | 7811180.8842 | 7811180.8842 | 7811180.8842 | 2036 | 0 | 0 | 0 | 0 | 0 | 0
[6 empty] | 2037 | 0 | 0 | 0 | 0 | 0 | 0 |  |  | 2037 | 6025227.2191 | 3012613.6095 | 6025227.2191 | 6025227.2191 | 6025227.2191 | 6025227.2191 | 6025227.2191 | 2037 | 0 | 0 | 0 | 0 | 0 | 0 | 2037 | 7967404.5019 | 3983702.251 | 7967404.5019 | 7967404.5019 | 7967404.5019 | 7967404.5019 | 7967404.5019 | 2037 | 0 | 0 | 0 | 0 | 0 | 0
[6 empty] | 2038 | 0 | 0 | 0 | 0 | 0 | 0 |  |  | 2038 | 6145731.7634 | 3072865.8817 | 6145731.7634 | 6145731.7634 | 6145731.7634 | 6145731.7634 | 6145731.7634 | 2038 | 0 | 0 | 0 | 0 | 0 | 0 | 2038 | 8126752.592 | 4063376.296 | 8126752.592 | 8126752.592 | 8126752.592 | 8126752.592 | 8126752.592 | 2038 | 0 | 0 | 0 | 0 | 0 | 0
[6 empty] | 2039 | 0 | 0 | 0 | 0 | 0 | 0 |  |  | 2039 | 6268646.3987 | 3134323.1994 | 6268646.3987 | 6268646.3987 | 6268646.3987 | 6268646.3987 | 6268646.3987 | 2039 | 0 | 0 | 0 | 0 | 0 | 0 | 2039 | 8289287.6438 | 4144643.8219 | 8289287.6438 | 8289287.6438 | 8289287.6438 | 8289287.6438 | 8289287.6438 | 2039 | 0 | 0 | 0 | 0 | 0 | 0
[6 empty] | 2040 | 0 | 0 | 0 | 0 | 0 | 0 |  |  | 2040 | 6394019.3267 | 3197009.6633 | 6394019.3267 | 6394019.3267 | 6394019.3267 | 6394019.3267 | 6394019.3267 | 2040 | 0 | 0 | 0 | 0 | 0 | 0 | 2040 | 8455073.3967 | 4227536.6983 | 8455073.3967 | 8455073.3967 | 8455073.3967 | 8455073.3967 | 8455073.3967 | 2040 | 0 | 0 | 0 | 0 | 0 | 0
[6 empty] | 2041 | 0 | 0 | 0 | 0 | 0 | 0 |  |  | 2041 | 6521899.7132 | 3260949.8566 | 6521899.7132 | 6521899.7132 | 6521899.7132 | 6521899.7132 | 6521899.7132 | 2041 | 0 | 0 | 0 | 0 | 0 | 0 | 2041 | 8624174.8646 | 4312087.4323 | 8624174.8646 | 8624174.8646 | 8624174.8646 | 8624174.8646 | 8624174.8646 | 2041 | 0 | 0 | 0 | 0 | 0 | 0
[6 empty] | 2042 | 0 | 0 | 0 | 0 | 0 | 0 |  |  | 2042 | 6652337.7075 | 3326168.8537 | 6652337.7075 | 6652337.7075 | 6652337.7075 | 6652337.7075 | 6652337.7075 | 2042 | 0 | 0 | 0 | 0 | 0 | 0 | 2042 | 8796658.3619 | 4398329.181 | 8796658.3619 | 8796658.3619 | 8796658.3619 | 8796658.3619 | 8796658.3619 | 2042 | 0 | 0 | 0 | 0 | 0 | 0
[6 empty] | 2043 | 0 | 0 | 0 | 0 | 0 | 0 |  |  | 2043 | 6785384.4616 | 3392692.2308 | 6785384.4616 | 6785384.4616 | 6785384.4616 | 6785384.4616 | 6785384.4616 | 2043 | 0 | 0 | 0 | 0 | 0 | 0 | 2043 | 8972591.5292 | 4486295.7646 | 8972591.5292 | 8972591.5292 | 8972591.5292 | 8972591.5292 | 8972591.5292 | 2043 | 0 | 0 | 0 | 0 | 0 | 0
[6 empty] | 2044 | 0 | 0 | 0 | 0 | 0 | 0 |  |  | 2044 | 6921092.1509 | 3460546.0754 | 6921092.1509 | 6921092.1509 | 6921092.1509 | 6921092.1509 | 6921092.1509 | 2044 | 0 | 0 | 0 | 0 | 0 | 0 | 2044 | 9152043.3597 | 4576021.6799 | 9152043.3597 | 9152043.3597 | 9152043.3597 | 9152043.3597 | 9152043.3597 | 2044 | 0 | 0 | 0 | 0 | 0 | 0
[6 empty] | 2045 | 0 | 0 | 0 | 0 | 0 | 0 |  |  | 2045 | 7059513.9939 | 3529756.9969 | 7059513.9939 | 7059513.9939 | 7059513.9939 | 7059513.9939 | 7059513.9939 | 2045 | 0 | 0 | 0 | 0 | 0 | 0 | 2045 | 9335084.2269 | 4667542.1135 | 9335084.2269 | 9335084.2269 | 9335084.2269 | 9335084.2269 | 9335084.2269 | 2045 | 0 | 0 | 0 | 0 | 0 | 0
[6 empty] | Total | 87484869.3276 | 0 | 0 | 0 | 0 | 0
9: Variable O&M
[15 empty] | 1st Unit - Step 1 - Reduce baseline based on NCF | [7 empty] | 1st Unit - Step 2 - Convert MWh to Dollars | [6 empty] | 2nd Unit - Step 1 - Reduce baseline based on NCF | [7 empty] | 2nd Unit - Step 2 - Convert MWh to Dollars | [6 empty] | Increase in water costs after construction of Jones Pipeline
[6 empty] | Year | 4 | 4A | 4B | 4C | 4D | 4E |  |  | Year | Baseline | 4 | 4A | 4B | 4C | 4D | 4E | Year | 4 | 4A | 4B | 4C | 4D | 4E | Year | Baseline | 4 | 4A | 4B | 4C | 4D | 4E | Year | 4 | 4A | 4B | 4C | 4D | 4E | Year | 4 | 4A | 4B | 4C | 4D | 4E
[6 empty] | 2017 | 2076817 | 0 | 0 | 0 | 0 | 0 |  |  | 2017 | 0.26626 | 3899952 | 0 | 0 | 0 | 0 | 0 | 2017 | 1038408.5 | 0 | 0 | 0 | 0 | 0 | 2017 | 0.26626 | 3899952 | 0 | 0 | 0 | 0 | 0 | 2017 | 1038408.5 | 0 | 0 | 0 | 0 | 0 | 2017 | 0 | 0 | 0 | 0 | 0 | 0
[6 empty] | 2018 | 472139.6333 | 0 | 0 | 0 | 0 | 0 |  |  | 2018 | 0.27938 | 844989.6 | 0 | 0 | 0 | 0 | 0 | 2018 | 236069.8167 | 0 | 0 | 0 | 0 | 0 | 2018 | 0.27938 | 844989.6 | 0 | 0 | 0 | 0 | 0 | 2018 | 236069.8167 | 0 | 0 | 0 | 0 | 0 | 2018 | 0 | 0 | 0 | 0 | 0 | 0
[6 empty] | 2019 | 609300.4667 | 0 | 0 | 0 | 0 | 0 |  |  | 2019 | 0.36054 | 844989.6 | 0 | 0 | 0 | 0 | 0 | 2019 | 304650.2333 | 0 | 0 | 0 | 0 | 0 | 2019 | 0.36054 | 844989.6 | 0 | 0 | 0 | 0 | 0 | 2019 | 304650.2333 | 0 | 0 | 0 | 0 | 0 | 2019 | 0 | 0 | 0 | 0 | 0 | 0
[6 empty] | 2020 | 628740.45 | 0 | 0 | 0 | 0 | 0 |  |  | 2020 | 0.37204 | 844989.6 | 0 | 0 | 0 | 0 | 0 | 2020 | 314370.225 | 0 | 0 | 0 | 0 | 0 | 2020 | 0.37204 | 844989.6 | 0 | 0 | 0 | 0 | 0 | 2020 | 314370.225 | 0 | 0 | 0 | 0 | 0 | 2020 | 0 | 0 | 0 | 0 | 0 | 0
[6 empty] | 2021 | 653189.7667 | 0 | 0 | 0 | 0 | 0 |  |  | 2021 | 0.38651 | 844989.6 | 0 | 0 | 0 | 0 | 0 | 2021 | 326594.8833 | 0 | 0 | 0 | 0 | 0 | 2021 | 0.38651 | 844989.6 | 0 | 0 | 0 | 0 | 0 | 2021 | 326594.8833 | 0 | 0 | 0 | 0 | 0 | 2021 | 0 | 0 | 0 | 0 | 0 | 0
[6 empty] | 2022 | 666253.562 | 0 | 0 | 0 | 0 | 0 |  |  | 2022 | 0.39424 | 844989.6 | 0 | 0 | 0 | 0 | 0 | 2022 | 333126.781 | 0 | 0 | 0 | 0 | 0 | 2022 | 0.39424 | 844989.6 | 0 | 0 | 0 | 0 | 0 | 2022 | 333126.781 | 0 | 0 | 0 | 0 | 0 | 2022 | 0 | 0 | 0 | 0 | 0 | 0
[6 empty] | 2023 | 679578.6332 | 0 | 0 | 0 | 0 | 0 |  |  | 2023 | 0.40212 | 844989.6 | 0 | 0 | 0 | 0 | 0 | 2023 | 339789.3166 | 0 | 0 | 0 | 0 | 0 | 2023 | 0.40212 | 844989.6 | 0 | 0 | 0 | 0 | 0 | 2023 | 339789.3166 | 0 | 0 | 0 | 0 | 0 | 2023 | 0 | 0 | 0 | 0 | 0 | 0
[6 empty] | 2024 | 693170.2059 | 0 | 0 | 0 | 0 | 0 |  |  | 2024 | 0.41016 | 844989.6 | 0 | 0 | 0 | 0 | 0 | 2024 | 346585.103 | 0 | 0 | 0 | 0 | 0 | 2024 | 0.41016 | 844989.6 | 0 | 0 | 0 | 0 | 0 | 2024 | 346585.103 | 0 | 0 | 0 | 0 | 0 | 2024 | 0 | 0 | 0 | 0 | 0 | 0
[6 empty] | 2025 | 707033.61 | 0 | 0 | 0 | 0 | 0 |  |  | 2025 | 0.41837 | 844989.6 | 0 | 0 | 0 | 0 | 0 | 2025 | 353516.805 | 0 | 0 | 0 | 0 | 0 | 2025 | 0.41837 | 844989.6 | 0 | 0 | 0 | 0 | 0 | 2025 | 353516.805 | 0 | 0 | 0 | 0 | 0 | 2025 | 0 | 0 | 0 | 0 | 0 | 0
[6 empty] | 2026 | 721174.2822 | 0 | 0 | 0 | 0 | 0 |  |  | 2026 | 0.42674 | 844989.6 | 0 | 0 | 0 | 0 | 0 | 2026 | 360587.1411 | 0 | 0 | 0 | 0 | 0 | 2026 | 0.42674 | 844989.6 | 0 | 0 | 0 | 0 | 0 | 2026 | 360587.1411 | 0 | 0 | 0 | 0 | 0 | 2026 | 0 | 0 | 0 | 0 | 0 | 0
[6 empty] | 2027 | 735597.7679 | 0 | 0 | 0 | 0 | 0 |  |  | 2027 | 0.43527 | 844989.6 | 0 | 0 | 0 | 0 | 0 | 2027 | 367798.8839 | 0 | 0 | 0 | 0 | 0 | 2027 | 0.43527 | 844989.6 | 0 | 0 | 0 | 0 | 0 | 2027 | 367798.8839 | 0 | 0 | 0 | 0 | 0 | 2027 | 0 | 0 | 0 | 0 | 0 | 0
[6 empty] | 2028 | 750309.7232 | 0 | 0 | 0 | 0 | 0 |  |  | 2028 | 0.44398 | 844989.6 | 0 | 0 | 0 | 0 | 0 | 2028 | 375154.8616 | 0 | 0 | 0 | 0 | 0 | 2028 | 0.44398 | 844989.6 | 0 | 0 | 0 | 0 | 0 | 2028 | 375154.8616 | 0 | 0 | 0 | 0 | 0 | 2028 | 0 | 0 | 0 | 0 | 0 | 0
[6 empty] | 2029 | 765315.9177 | 0 | 0 | 0 | 0 | 0 |  |  | 2029 | 0.45286 | 844989.6 | 0 | 0 | 0 | 0 | 0 | 2029 | 382657.9588 | 0 | 0 | 0 | 0 | 0 | 2029 | 0.45286 | 844989.6 | 0 | 0 | 0 | 0 | 0 | 2029 | 382657.9588 | 0 | 0 | 0 | 0 | 0 | 2029 | 0 | 0 | 0 | 0 | 0 | 0
[6 empty] | 2030 | 780622.236 | 0 | 0 | 0 | 0 | 0 |  |  | 2030 | 0.46191 | 844989.6 | 0 | 0 | 0 | 0 | 0 | 2030 | 390311.118 | 0 | 0 | 0 | 0 | 0 | 2030 | 0.46191 | 844989.6 | 0 | 0 | 0 | 0 | 0 | 2030 | 390311.118 | 0 | 0 | 0 | 0 | 0 | 2030 | 0 | 0 | 0 | 0 | 0 | 0
[6 empty] | 2031 | 796234.6808 | 0 | 0 | 0 | 0 | 0 |  |  | 2031 | 0.47115 | 844989.6 | 0 | 0 | 0 | 0 | 0 | 2031 | 398117.3404 | 0 | 0 | 0 | 0 | 0 | 2031 | 0.47115 | 844989.6 | 0 | 0 | 0 | 0 | 0 | 2031 | 398117.3404 | 0 | 0 | 0 | 0 | 0 | 2031 | 0 | 0 | 0 | 0 | 0 | 0
[6 empty] | 2032 | 0 | 0 | 0 | 0 | 0 | 0 |  |  | 2032 | 0.48057 | 0 | 0 | 0 | 0 | 0 | 0 | 2032 | 0 | 0 | 0 | 0 | 0 | 0 | 2032 | 0.48057 | 0 | 0 | 0 | 0 | 0 | 0 | 2032 | 0 | 0 | 0 | 0 | 0 | 0 | 2032 | 0 | 0 | 0 | 0 | 0 | 0
[6 empty] | 2033 | 0 | 0 | 0 | 0 | 0 | 0 |  |  | 2033 | 0.49019 | 0 | 0 | 0 | 0 | 0 | 0 | 2033 | 0 | 0 | 0 | 0 | 0 | 0 | 2033 | 0.49019 | 0 | 0 | 0 | 0 | 0 | 0 | 2033 | 0 | 0 | 0 | 0 | 0 | 0 | 2033 | 0 | 0 | 0 | 0 | 0 | 0
[6 empty] | 2034 | 0 | 0 | 0 | 0 | 0 | 0 |  |  | 2034 | 0.49999 | 0 | 0 | 0 | 0 | 0 | 0 | 2034 | 0 | 0 | 0 | 0 | 0 | 0 | 2034 | 0.49999 | 0 | 0 | 0 | 0 | 0 | 0 | 2034 | 0 | 0 | 0 | 0 | 0 | 0 | 2034 | 0 | 0 | 0 | 0 | 0 | 0
[6 empty] | 2035 | 0 | 0 | 0 | 0 | 0 | 0 |  |  | 2035 | 0.50999 | 0 | 0 | 0 | 0 | 0 | 0 | 2035 | 0 | 0 | 0 | 0 | 0 | 0 | 2035 | 0.50999 | 0 | 0 | 0 | 0 | 0 | 0 | 2035 | 0 | 0 | 0 | 0 | 0 | 0 | 2035 | 0 | 0 | 0 | 0 | 0 | 0
[6 empty] | 2036 | 0 | 0 | 0 | 0 | 0 | 0 |  |  | 2036 | 0.52019 | 0 | 0 | 0 | 0 | 0 | 0 | 2036 | 0 | 0 | 0 | 0 | 0 | 0 | 2036 | 0.52019 | 0 | 0 | 0 | 0 | 0 | 0 | 2036 | 0 | 0 | 0 | 0 | 0 | 0 | 2036 | 0 | 0 | 0 | 0 | 0 | 0
[6 empty] | 2037 | 0 | 0 | 0 | 0 | 0 | 0 |  |  | 2037 | 0.53059 | 0 | 0 | 0 | 0 | 0 | 0 | 2037 | 0 | 0 | 0 | 0 | 0 | 0 | 2037 | 0.53059 | 0 | 0 | 0 | 0 | 0 | 0 | 2037 | 0 | 0 | 0 | 0 | 0 | 0 | 2037 | 0 | 0 | 0 | 0 | 0 | 0
[6 empty] | 2038 | 0 | 0 | 0 | 0 | 0 | 0 |  |  | 2038 | 0.5412 | 0 | 0 | 0 | 0 | 0 | 0 | 2038 | 0 | 0 | 0 | 0 | 0 | 0 | 2038 | 0.5412 | 0 | 0 | 0 | 0 | 0 | 0 | 2038 | 0 | 0 | 0 | 0 | 0 | 0 | 2038 | 0 | 0 | 0 | 0 | 0 | 0
[6 empty] | 2039 | 0 | 0 | 0 | 0 | 0 | 0 |  |  | 2039 | 0.55203 | 0 | 0 | 0 | 0 | 0 | 0 | 2039 | 0 | 0 | 0 | 0 | 0 | 0 | 2039 | 0.55203 | 0 | 0 | 0 | 0 | 0 | 0 | 2039 | 0 | 0 | 0 | 0 | 0 | 0 | 2039 | 0 | 0 | 0 | 0 | 0 | 0
[6 empty] | 2040 | 0 | 0 | 0 | 0 | 0 | 0 |  |  | 2040 | 0.56307 | 0 | 0 | 0 | 0 | 0 | 0 | 2040 | 0 | 0 | 0 | 0 | 0 | 0 | 2040 | 0.56307 | 0 | 0 | 0 | 0 | 0 | 0 | 2040 | 0 | 0 | 0 | 0 | 0 | 0 | 2040 | 0 | 0 | 0 | 0 | 0 | 0
[6 empty] | 2041 | 0 | 0 | 0 | 0 | 0 | 0 |  |  | 2041 | 0.57433 | 0 | 0 | 0 | 0 | 0 | 0 | 2041 | 0 | 0 | 0 | 0 | 0 | 0 | 2041 | 0.57433 | 0 | 0 | 0 | 0 | 0 | 0 | 2041 | 0 | 0 | 0 | 0 | 0 | 0 | 2041 | 0 | 0 | 0 | 0 | 0 | 0
[6 empty] | 2042 | 0 | 0 | 0 | 0 | 0 | 0 |  |  | 2042 | 0.58582 | 0 | 0 | 0 | 0 | 0 | 0 | 2042 | 0 | 0 | 0 | 0 | 0 | 0 | 2042 | 0.58582 | 0 | 0 | 0 | 0 | 0 | 0 | 2042 | 0 | 0 | 0 | 0 | 0 | 0 | 2042 | 0 | 0 | 0 | 0 | 0 | 0
[6 empty] | 2043 | 0 | 0 | 0 | 0 | 0 | 0 |  |  | 2043 | 0.59753 | 0 | 0 | 0 | 0 | 0 | 0 | 2043 | 0 | 0 | 0 | 0 | 0 | 0 | 2043 | 0.59753 | 0 | 0 | 0 | 0 | 0 | 0 | 2043 | 0 | 0 | 0 | 0 | 0 | 0 | 2043 | 0 | 0 | 0 | 0 | 0 | 0
[6 empty] | 2044 | 0 | 0 | 0 | 0 | 0 | 0 |  |  | 2044 | 0.60948 | 0 | 0 | 0 | 0 | 0 | 0 | 2044 | 0 | 0 | 0 | 0 | 0 | 0 | 2044 | 0.60948 | 0 | 0 | 0 | 0 | 0 | 0 | 2044 | 0 | 0 | 0 | 0 | 0 | 0 | 2044 | 0 | 0 | 0 | 0 | 0 | 0
[6 empty] | 2045 | 0 | 0 | 0 | 0 | 0 | 0 |  |  | 2045 | 0.62167 | 0 | 0 | 0 | 0 | 0 | 0 | 2045 | 0 | 0 | 0 | 0 | 0 | 0 | 2045 | 0.62167 | 0 | 0 | 0 | 0 | 0 | 0 | 2045 | 0 | 0 | 0 | 0 | 0 | 0 | 2045 | 0 | 0 | 0 | 0 | 0 | 0
[6 empty] | Total | 11735477.9356 | 0 | 0 | 0 | 0 | 0

## CapX
Base Capital Projects (excluding water projects)
Unit | Index | 2006 | 2007 | 2008 | 2009 | 2010 | 2011 | 2012 | 2013 | 2014 | 2015 | 2016 | 2017 | 2018 | 2019 | 2020 | 2021 | 2022 | 2023 | 2024 | 2025 | 2026 | 2027 | 2028 | 2029 | 2030 | 2031 | 2032 | 2033 | 2034 | 2035 | 2036 | 2037 | 2038 | 2039 | 2040 | 2041 | 2042 | 2043 | 2044 | 2045
Tolk Station Common Unit | 2 | 1488757.47 | 2468799.25 | 2003660.63 | 3384547.24 | 6389394.1 | 6025655.07 | 2486629.04 | 1811997.51 | 4891178.75 | 6175667.24 | 1556337.4915 | 4601336.97 | 4470053.57 | 6662013.11 | 8117707.29 | 3907089.8504 | 6931158.4396 | 8445662.6645 | 4064936.2804 | 7211177.2406 | 8786867.4362 | 4229159.7061 | 7652558.9771 | 9324694.0182 | 4400017.7583 | 7961722.3598 | 9701411.6565 | 4577778.4757 | 8283375.9432 | 10093348.6875 | 4762720.7261 | 8618024.3313 | 10501119.9744 | 4955134.6435 | 8966192.5142 | 10925365.2214 | 5155322.083 | 9328426.6918 | 11366749.9763 | 5363597.0952
Tolk Station Unit 1 | 3 | 2924105.33 | 2523925.14 | 5605140.96 | 7999825.5 | 1198438.78 | 7491089.89 | 10527582.11 | 3367235.64 | 3142921.02 | 9714103.48 | 862389.65 | 3951367 | 8021460 | 2136837.89 | 4134492.12 | 9655030.7733 | 2223166.1408 | 4301525.6016 | 10045094.0166 | 2312982.0528 | 4475307.236 | 10450915.8148 | 2454555.0583 | 4749231.8413 | 10873132.8138 | 2553719.0827 | 4941100.8076 | 11312407.3794 | 2656889.3336 | 5140721.2803 | 11769428.6376 | 2764227.6627 | 5348406.42 | 12244913.5545 | 2875902.4603 | 5564482.0394 | 12739608.0621 | 2992088.9197 | 5789287.1137 | 13254288.2278
Tolk Station Unit 2 | 4 | 348505.46 | 5815335.16 | 9797930.56 | 2528250.66 | 9882782.71 | 13809230.61 | 3152864.97 | 3779236.97 | 10581503.9 | 551604.96 | 5290463.883 | 10250554.53 | 3024200 | 1557056.15 | 4437519 | 1201894.6923 | 1619961.2185 | 4616794.7676 | 1250451.2379 | 1685407.6517 | 4803313.2762 | 1300969.4679 | 1788568.0832 | 5097314.4752 | 1353528.6344 | 1860826.2338 | 5303245.98 | 1408211.1912 | 1936003.6136 | 5517497.1176 | 1465102.9233 | 2014218.1596 | 5740404.0012 | 1524293.0814 | 2095592.5733 | 5972316.3228 | 1585874.5219 | 2180254.5132 | 6213597.9023 | 1649943.8526
Total | 5 | 4761368.26 | 10808059.55 | 17406732.15 | 13912623.4 | 17470615.59 | 27325975.57 | 16167076.12 | 8958470.12 | 18615603.67 | 16441375.68 | 7709191.0245 | 18803258.5 | 15515713.57 | 10355907.15 | 16689718.41 | 14764015.3161 | 10774285.7989 | 17363983.0338 | 15360481.5349 | 11209566.9451 | 18065487.9483 | 15981044.9889 | 11895682.1187 | 19171240.3347 | 16626679.2064 | 12376267.6763 | 19945758.4442 | 17298397.0464 | 12876268.8904 | 20751567.0853 | 17997252.287 | 13396470.1536 | 21589930.3956 | 18724341.2794 | 13937687.5478 | 22462163.5836 | 19480804.6671 | 14500770.1247 | 23369634.9923 | 20267829.1757
Base Capital Projects (excluding water projects) adjusted to 2 units for modeling purposes
Unit | Index | 2006 | 2007 | 2008 | 2009 | 2010 | 2011 | 2012 | 2013 | 2014 | 2015 | 2016 | 2017 | 2018 | 2019 | 2020 | 2021 | 2022 | 2023 | 2024 | 2025 | 2026 | 2027 | 2028 | 2029 | 2030 | 2031 | 2032 | 2033 | 2034 | 2035 | 2036 | 2037 | 2038 | 2039 | 2040 | 2041 | 2042 | 2043 | 2044 | 2045
Tolk Station Unit 1 inc 25% of Unit 0 | 2 | 3296294.6975 | 3141124.9525 | 6106056.1175 | 8845962.31 | 2795787.305 | 8997503.6575 | 11149239.37 | 3820235.0175 | 4365715.7075 | 11258020.29 | 1251474.0229 | 5101701.2425 | 9138973.3925 | 3802341.1675 | 6163918.9425 | 10631803.2359 | 3955955.7507 | 6412941.2678 | 11061328.0867 | 4115776.363 | 6672024.095 | 11508205.7414 | 4367694.8026 | 7080405.3458 | 11973137.2533 | 4544149.6726 | 7366453.7218 | 12456851.9984 | 4727733.3194 | 7664058.4521 | 12960108.8191 | 4918733.7455 | 7973686.4136 | 13483697.2154 | 5117450.5888 | 8295823.3447 | 14028438.5829 | 5324195.5926 | 8630974.6078 | 14595187.5016
Tolk Station Unit 2 inc 75% of Unit 0 | 3 | 1465073.5625 | 7666934.5975 | 11300676.0325 | 5066661.09 | 14674828.285 | 18328471.9125 | 5017836.75 | 5138235.1025 | 14249887.9625 | 5183355.39 | 6457717.0016 | 13701557.2575 | 6376740.1775 | 6553565.9825 | 10525799.4675 | 4132212.0801 | 6818330.0482 | 10951041.766 | 4299153.4482 | 7093790.5821 | 11393463.8533 | 4472839.2475 | 7527987.3161 | 12090834.9889 | 4653541.9531 | 7832118.0037 | 12579304.7224 | 4841545.048 | 8148535.571 | 13087508.6332 | 5037143.4679 | 8477736.4081 | 13616243.982 | 5240644.064 | 8820236.959 | 14166340.2389 | 5452366.0842 | 9176574.5321 | 14738660.3845 | 5672641.674
Total | 4 | 4761368.26 | 10808059.55 | 17406732.15 | 13912623.4 | 17470615.59 | 27325975.57 | 16167076.12 | 8958470.12 | 18615603.67 | 16441375.68 | 7709191.0245 | 18803258.5 | 15515713.57 | 10355907.15 | 16689718.41 | 14764015.3161 | 10774285.7989 | 17363983.0338 | 15360481.5349 | 11209566.9451 | 18065487.9483 | 15981044.9889 | 11895682.1187 | 19171240.3347 | 16626679.2064 | 12376267.6763 | 19945758.4442 | 17298397.0464 | 12876268.8904 | 20751567.0853 | 17997252.287 | 13396470.1536 | 21589930.3956 | 18724341.2794 | 13937687.5478 | 22462163.5836 | 19480804.6671 | 14500770.1247 | 23369634.9923 | 20267829.1757
Scenario Adjustments |  | 2006: Years after Reduced Operations >>>>>>>
Scenario CapX Factors | Index | 0 | 1 | 2 | 3 | 4 | 5 | 6 | 7 | 8 | 9 | 10 | 11 | 12 | 13 | 14 | 15 | 16 | 17 | 18 | 19 | 20 | 21 | 22 | 23 | 24 | 25 | 26 | 27 | 28 | 29 | 30 | 31 | 32 | 33 | 34 | 35 | 36 | 37 | 38 | 39
Status quo | 2 | 100% | 100% | 100% | 100% | 100% | 100% | 100% | 100% | 100% | 100% | 100% | 100% | 100% | 100% | 100% | 100% | 100% | 100% | 100% | 100% | 100% | 100% | 100% | 100% | 100% | 100% | 100% | 100% | 100% | 100% | 100% | 100% | 100% | 100% | 100% | 100% | 100% | 100% | 100% | 100%
230MW, Year-Round Operations | 3 | 87% | 87% | 87% | 87% | 87% | 87% | 87% | 87% | 87% | 87% | 87% | 87% | 87% | 87% | 87% | 87% | 87% | 87% | 87% | 87% | 87% | 87% | 87% | 87% | 87% | 87% | 87% | 87% | 87% | 87% | 87% | 87% | 87% | 87% | 87% | 87% | 87% | 87% | 87% | 87%
50% Capacity Factor | 4 | 87% | 87% | 87% | 87% | 87% | 87% | 87% | 87% | 87% | 87% | 87% | 87% | 87% | 87% | 87% | 87% | 87% | 87% | 87% | 87% | 87% | 87% | 87% | 87% | 87% | 87% | 87% | 87% | 87% | 87% | 87% | 87% | 87% | 87% | 87% | 87% | 87% | 87% | 87% | 87%
Summer Peaking (400MW 8 hrs, 230MW 16 hrs, 230MW off-peak) | 5 | 90% | 90% | 90% | 90% | 90% | 90% | 90% | 90% | 90% | 90% | 90% | 90% | 90% | 90% | 90% | 90% | 90% | 90% | 90% | 90% | 90% | 90% | 90% | 90% | 90% | 90% | 90% | 90% | 90% | 90% | 90% | 90% | 90% | 90% | 90% | 90% | 90% | 90% | 90% | 90%
Summer Peaking (400MW 8 hrs, 230MW 16 hrs, 0MW off-peak) | 6 | 90% | 90% | 70% | 60% | 50% | 40% | 40% | 40% | 40% | 40% | 40% | 40% | 40% | 40% | 40% | 40% | 40% | 40% | 40% | 40% | 40% | 40% | 40% | 40% | 40% | 40% | 40% | 40% | 40% | 40% | 40% | 40% | 40% | 40% | 40% | 40% | 40% | 40% | 40% | 40%
Summer Peaking (400MW 8 hrs, 230MW 16 hrs) + Off Peak (U1 off, U2 230MW) | 7 | 75% | 75% | 75% | 75% | 75% | 75% | 75% | 75% | 75% | 75% | 75% | 75% | 75% | 75% | 75% | 75% | 75% | 75% | 75% | 75% | 75% | 75% | 75% | 75% | 75% | 75% | 75% | 75% | 75% | 75% | 75% | 75% | 75% | 75% | 75% | 75% | 75% | 75% | 75% | 75%
Managed Decline | 8 | 96% | 94% | 90% | 85% | 76% | 76% | 75% | 75% | 75% | 75% | 75% | 75% | 75% | 75% | 75% | 75% | 75% | 75% | 75% | 75% | 75% | 75% | 75% | 75% | 75% | 75% | 75% | 75% | 75% | 75% | 75% | 75% | 75% | 75% | 75% | 75% | 75% | 75% | 75% | 75%
Business As Usual | 9 | 100% | 100% | 100% | 100% | 100% | 100% | 100% | 100% | 100% | 100% | 100% | 100% | 100% | 100% | 100% | 100% | 100% | 100% | 100% | 100% | 100% | 100% | 100% | 100% | 100% | 100% | 100% | 100% | 100% | 100% | 100% | 100% | 100% | 100% | 100% | 100% | 100% | 100% | 100% | 100%

## Capx - H2O
Tolk Water Scenario Summary
| Annual Escalation Rate |  | 2%
| Build Road & Pipe every X Wells |  | 8
| Build Pumping Station after X Wells |  | 18
| Pumping Station Cost |  | 2500000
Quantity of Wells
|  | Cat |  | From | To
| Phase 7 Well Cost | A | 300000 | 1 | 2
| Phase 8 Well Cost | B | 350000 | 3 | 9
| Phase 9 Well Cost | C | 300000 | 10 | 22
| Phase 10 Well Cost | D | 150000 | 23 | 30
| Phase 11 Well Cost | E | 120000 | 31 | 99
|  |  |  | Scenario 1 | Scenario 1A | Scenario 1B | Scenario 1C | Scenario 1D | Scenario 1E | Scenario 2 | Scenario 2A | Scenario 2B | Scenario 2C | Scenario 2D | Scenario 3 | Scenario 3A | Scenario 3B | Scenario 3C | Scenario 3D | Scenario 4 | Scenario 4A | Scenario 4B | Scenario 4C | Scenario 4D | Scenario 5 | Scenario 5A | Scenario 5B | Scenario 5C | Scenario 5D | Scenario 6 | Scenario 7 | Scenario 7A | Scenario 7B | Scenario 7C | Scenario 7D | Scenario 7E | Scenario 8 | Scenario 9 | Scenario 9A | Scenario 9B | Scenario 9C | Scenario 9D | Scenario 9E | Scenario 10 | Scenario 10A | Scenario 10B
1 | Road and Pipeline | 2 | 2800000 | 2018 | 2018 | 2018 | 2018 | 2018 | 2018 | 2018 | 2018 | 2018 | 2018 | 2018 | 2018 | 2018 | 2018 | 2018 | 2018 | 2018 | 2018 | 2018 | 2018 | 2018 | 2018 | 2018 | 2018 | 2018 | 2018 | 2018 | 2018 | 2018 | 2018 | 2018 | 2018 | 2018 | 2018 | Not Required | 2018 | 2018 | 2018 | 2018 | 2018 | 2018 | 2018 | 2018
2 | Road and Pipeline | 10 | 1000000 | 2020 | 2020 | 2020 | 2020 | 2020 | 2020 | 2024 | 2022 | 2020 | Not Required | 2022 | Not Required | Not Required | 2020 | Not Required | 2022 | 2024 | 2021 | 2020 | Not Required | 2022 | 2024 | 2021 | 2020 | Not Required | 2022 | 2024 | Not Required | 2022 | 2022 | 2022 | Not Required | Not Required | 2025 | Not Required | 2020 | 2020 | 2020 | 2020 | 2020 | 2021 | 2020 | 2020
3 | Road and Pipeline | 18 | 750000 | Not Required | 2023 | 2023 | 2023 | 2023 | 2023 | Not Required | Not Required | Not Required | Not Required | Not Required | Not Required | Not Required | Not Required | Not Required | Not Required | Not Required | Not Required | Not Required | Not Required | Not Required | Not Required | Not Required | Not Required | Not Required | 2030 | Not Required | Not Required | Not Required | Not Required | Not Required | Not Required | Not Required | Not Required | Not Required | 2023 | 2023 | 2023 | 2023 | 2023 | 2025 | 2024 | 2024
4 | Road and Pipeline | 26 | 600000 | Not Required | Not Required | Not Required | 2025 | 2025 | 2025 | Not Required | Not Required | Not Required | Not Required | Not Required | Not Required | Not Required | Not Required | Not Required | Not Required | Not Required | Not Required | Not Required | Not Required | Not Required | Not Required | Not Required | Not Required | Not Required | Not Required | Not Required | Not Required | Not Required | Not Required | Not Required | Not Required | Not Required | Not Required | Not Required | 2027 | 2025 | 2025 | 2025 | 2025 | Not Required | Not Required | Not Required
5 | Road and Pipeline | 34 | 500000 | Not Required | Not Required | Not Required | Not Required | 2027 | 2027 | Not Required | Not Required | Not Required | Not Required | Not Required | Not Required | Not Required | Not Required | Not Required | Not Required | Not Required | Not Required | Not Required | Not Required | Not Required | Not Required | Not Required | Not Required | Not Required | Not Required | Not Required | Not Required | Not Required | Not Required | Not Required | Not Required | Not Required | Not Required | Not Required | Not Required | 2027 | 2027 | 2027 | 2027 | Not Required | Not Required | Not Required
6 | Road and Pipeline | 42 | 400000 | Not Required | Not Required | Not Required | Not Required | Not Required | 2029 | Not Required | Not Required | Not Required | Not Required | Not Required | Not Required | Not Required | Not Required | Not Required | Not Required | Not Required | Not Required | Not Required | Not Required | Not Required | Not Required | Not Required | Not Required | Not Required | Not Required | Not Required | Not Required | Not Required | Not Required | Not Required | Not Required | Not Required | Not Required | Not Required | Not Required | 2029 | Not Required | 2029 | 2029 | Not Required | Not Required | Not Required
7 | Road and Pipeline | 50 | 400000 | Not Required | Not Required | Not Required | Not Required | Not Required | 2030 | Not Required | Not Required | Not Required | Not Required | Not Required | Not Required | Not Required | Not Required | Not Required | Not Required | Not Required | Not Required | Not Required | Not Required | Not Required | Not Required | Not Required | Not Required | Not Required | Not Required | Not Required | Not Required | Not Required | Not Required | Not Required | Not Required | Not Required | Not Required | Not Required | Not Required | 2030 | Not Required | Not Required | Not Required | Not Required | Not Required | Not Required
8 | Road and Pipeline | 58 | 400000 | Not Required | Not Required | Not Required | Not Required | Not Required | Not Required | Not Required | Not Required | Not Required | Not Required | Not Required | Not Required | Not Required | Not Required | Not Required | Not Required | Not Required | Not Required | Not Required | Not Required | Not Required | Not Required | Not Required | Not Required | Not Required | Not Required | Not Required | Not Required | Not Required | Not Required | Not Required | Not Required | Not Required | Not Required | Not Required | Not Required | Not Required | Not Required | Not Required | Not Required | Not Required | Not Required | Not Required
9 | Road and Pipeline | 66 | 400000 | Not Required | Not Required | Not Required | Not Required | Not Required | Not Required | Not Required | Not Required | Not Required | Not Required | Not Required | Not Required | Not Required | Not Required | Not Required | Not Required | Not Required | Not Required | Not Required | Not Required | Not Required | Not Required | Not Required | Not Required | Not Required | Not Required | Not Required | Not Required | Not Required | Not Required | Not Required | Not Required | Not Required | Not Required | Not Required | Not Required | Not Required | Not Required | Not Required | Not Required | Not Required | Not Required | Not Required
10 | Road and Pipeline | 74 | 400000 | Not Required | Not Required | Not Required | Not Required | Not Required | Not Required | Not Required | Not Required | Not Required | Not Required | Not Required | Not Required | Not Required | Not Required | Not Required | Not Required | Not Required | Not Required | Not Required | Not Required | Not Required | Not Required | Not Required | Not Required | Not Required | Not Required | Not Required | Not Required | Not Required | Not Required | Not Required | Not Required | Not Required | Not Required | Not Required | Not Required | Not Required | Not Required | Not Required | Not Required | Not Required | Not Required | Not Required
Section 1 - Wells required by scenario
Wells required each year
|  |  | Wells Needed | Scenario 1 | Scenario 1A | Scenario 1B | Scenario 1C | Scenario 1D | Scenario 1E | Scenario 2 | Scenario 2A | Scenario 2B | Scenario 2C | Scenario 2D | Scenario 3 | Scenario 3A | Scenario 3B | Scenario 3C | Scenario 3D | Scenario 4 | Scenario 4A | Scenario 4B | Scenario 4C | Scenario 4D | Scenario 5 | Scenario 5A | Scenario 5B | Scenario 5C | Scenario 5D | Scenario 6 | Scenario 7 | Scenario 7A | Scenario 7B | Scenario 7C | Scenario 7D | Scenario 7E | Scenario 8 | Scenario 9 | Scenario 9A | Scenario 9B | Scenario 9C | Scenario 9D | Scenario 9E | Scenario 10 | Scenario 10A | Scenario 10B
|  |  | 2017 | 2 | 2 | 2 | 2 | 2 | 2 | 2 | 2 | 2 | 2 | 2 | 2 | 2 | 2 | 2 | 2 | 2 | 2 | 2 | 2 | 2 | 2 | 2 | 2 | 2 | 2 | 2 | 2 | 2 | 2 | 2 | 2 | 2 | 2 | 0 | 2 | 2 | 2 | 2 | 2 | 2 | 2 | 2
|  |  | 2018 | 5 | 5 | 5 | 5 | 5 | 5 | 3 | 5 | 5 | 5 | 5 | 3 | 5 | 5 | 5 | 5 | 3 | 5 | 5 | 5 | 5 | 3 | 5 | 5 | 5 | 5 | 5 | 5 | 5 | 5 | 5 | 5 | 5 | 5 | 0 | 5 | 5 | 5 | 5 | 5 | 3 | 5 | 5
|  |  | 2019 | 2 | 2 | 2 | 2 | 2 | 2 | 1 | 2 | 2 | 1 | 1 | 1 | 2 | 2 | 1 | 1 | 1 | 2 | 2 | 1 | 1 | 1 | 2 | 2 | 1 | 1 | 0 | 0 | 1 | 1 | 1 | 1 | 1 | 1 | 0 | 2 | 2 | 2 | 2 | 2 | 2 | 2 | 3
|  |  | 2020 | 3 | 3 | 3 | 3 | 3 | 3 | 1 | 0 | 3 | 1 | 1 | 1 | 0 | 3 | 1 | 1 | 1 | 1 | 3 | 1 | 1 | 1 | 1 | 3 | 1 | 1 | 0 | 0 | 1 | 1 | 1 | 1 | 1 | 1 | 0 | 3 | 3 | 3 | 3 | 3 | 2 | 2 | 2
|  |  | 2021 | 2 | 2 | 2 | 2 | 2 | 2 | 1 | 1 | 2 | 0 | 1 | 1 | 1 | 2 | 0 | 1 | 1 | 1 | 2 | 1 | 1 | 1 | 1 | 2 | 0 | 1 | 1 | 0 | 1 | 1 | 1 | 1 | 1 | 0 | 0 | 2 | 2 | 2 | 2 | 2 | 2 | 2 | 2
|  |  | 2022 | 3 | 3 | 3 | 3 | 3 | 3 | 1 | 1 | 0 | 0 | 1 | 1 | 0 | 0 | 0 | 1 | 1 | 1 | 1 | 0 | 1 | 1 | 1 | 1 | 0 | 1 | 1 | 0 | 1 | 1 | 1 | 0 | 0 | 0 | 0 | 3 | 3 | 3 | 3 | 3 | 2 | 2 | 2
|  |  | 2023 | 0 | 4 | 4 | 4 | 4 | 4 | 1 | 1 | 0 | 0 | 1 | 1 | 0 | 0 | 0 | 1 | 1 | 1 | 0 | 0 | 1 | 1 | 1 | 0 | 0 | 1 | 1 | 0 | 1 | 0 | 0 | 0 | 0 | 0 | 0 | 4 | 4 | 4 | 4 | 4 | 2 | 2 | 2
|  |  | 2024 | 0 | 0 | 5 | 5 | 5 | 5 | 1 | 0 | 0 | 0 | 1 | 0 | 0 | 0 | 0 | 1 | 1 | 0 | 0 | 0 | 1 | 1 | 1 | 0 | 0 | 1 | 1 | 0 | 1 | 0 | 0 | 0 | 0 | 0 | 0 | 2 | 5 | 5 | 5 | 5 | 2 | 2 | 2
|  |  | 2025 | 0 | 0 | 0 | 3 | 3 | 3 | 0 | 0 | 0 | 0 | 1 | 0 | 0 | 0 | 0 | 1 | 0 | 0 | 0 | 0 | 1 | 1 | 1 | 0 | 0 | 1 | 1 | 0 | 1 | 0 | 0 | 0 | 0 | 2 | 0 | 2 | 3 | 3 | 3 | 3 | 2 | 2 | 1
|  |  | 2026 | 0 | 0 | 0 | 0 | 5 | 5 | 0 | 0 | 0 | 0 | 1 | 0 | 0 | 0 | 0 | 0 | 0 | 0 | 0 | 0 | 1 | 1 | 0 | 0 | 0 | 1 | 1 | 0 | 0 | 0 | 0 | 0 | 0 | 1 | 0 | 1 | 5 | 5 | 5 | 5 | 2 | 1 | 1
|  |  | 2027 | 0 | 0 | 0 | 0 | 3 | 3 | 0 | 0 | 0 | 0 | 0 | 0 | 0 | 0 | 0 | 0 | 0 | 0 | 0 | 0 | 0 | 1 | 0 | 0 | 0 | 1 | 1 | 0 | 0 | 0 | 0 | 0 | 0 | 0 | 0 | 1 | 3 | 3 | 3 | 3 | 1 | 1 | 1
|  |  | 2028 | 0 | 0 | 0 | 0 | 0 | 5 | 0 | 0 | 0 | 0 | 0 | 0 | 0 | 0 | 0 | 0 | 0 | 0 | 0 | 0 | 0 | 1 | 0 | 0 | 0 | 1 | 0 | 0 | 0 | 0 | 0 | 0 | 0 | 0 | 0 | 0 | 5 | 3 | 5 | 5 | 1 | 1 | 0
|  |  | 2029 | 0 | 0 | 0 | 0 | 0 | 3 | 0 | 0 | 0 | 0 | 0 | 0 | 0 | 0 | 0 | 0 | 0 | 0 | 0 | 0 | 0 | 0 | 0 | 0 | 0 | 1 | 0 | 0 | 0 | 0 | 0 | 0 | 0 | 0 | 0 | 0 | 3 | 2 | 3 | 3 | 1 | 0 | 0
|  |  | 2030 | 0 | 0 | 0 | 0 | 0 | 6 | 0 | 0 | 0 | 0 | 0 | 0 | 0 | 0 | 0 | 0 | 0 | 0 | 0 | 0 | 0 | 0 | 0 | 0 | 0 | 1 | 0 | 0 | 0 | 0 | 0 | 0 | 0 | 0 | 0 | 0 | 6 | 0 | 2 | 2 | 0 | 0 | 0
|  |  | 2031 | 0 | 0 | 0 | 0 | 0 | 0 | 0 | 0 | 0 | 0 | 0 | 0 | 0 | 0 | 0 | 0 | 0 | 0 | 0 | 0 | 0 | 0 | 0 | 0 | 0 | 1 | 0 | 0 | 0 | 0 | 0 | 0 | 0 | 0 | 0 | 0 | 2 | 0 | 1 | 1 | 0 | 0 | 0
|  |  | 2032 | 0 | 0 | 0 | 0 | 0 | 0 | 0 | 0 | 0 | 0 | 0 | 0 | 0 | 0 | 0 | 0 | 0 | 0 | 0 | 0 | 0 | 0 | 0 | 0 | 0 | 0 | 0 | 0 | 0 | 0 | 0 | 0 | 0 | 0 | 0 | 0 | 1 | 0 | 0 | 0 | 0 | 0 | 0
|  |  | 2033 | 0 | 0 | 0 | 0 | 0 | 0 | 0 | 0 | 0 | 0 | 0 | 0 | 0 | 0 | 0 | 0 | 0 | 0 | 0 | 0 | 0 | 0 | 0 | 0 | 0 | 0 | 0 | 0 | 0 | 0 | 0 | 0 | 0 | 0 | 0 | 0 | 0 | 0 | 0 | 0 | 0 | 0 | 0
|  |  | 2034 | 0 | 0 | 0 | 0 | 0 | 0 | 0 | 0 | 0 | 0 | 0 | 0 | 0 | 0 | 0 | 0 | 0 | 0 | 0 | 0 | 0 | 0 | 0 | 0 | 0 | 0 | 0 | 0 | 0 | 0 | 0 | 0 | 0 | 0 | 0 | 0 | 0 | 0 | 0 | 0 | 0 | 0 | 0
|  |  | 2035 | 0 | 0 | 0 | 0 | 0 | 0 | 0 | 0 | 0 | 0 | 0 | 0 | 0 | 0 | 0 | 0 | 0 | 0 | 0 | 0 | 0 | 0 | 0 | 0 | 0 | 0 | 0 | 0 | 0 | 0 | 0 | 0 | 0 | 0 | 0 | 0 | 0 | 0 | 0 | 0 | 0 | 0 | 0
|  |  | 2036 | 0 | 0 | 0 | 0 | 0 | 0 | 0 | 0 | 0 | 0 | 0 | 0 | 0 | 0 | 0 | 0 | 0 | 0 | 0 | 0 | 0 | 0 | 0 | 0 | 0 | 0 | 0 | 0 | 0 | 0 | 0 | 0 | 0 | 0 | 0 | 0 | 0 | 0 | 0 | 0 | 0 | 0 | 0
|  |  | 2037 | 0 | 0 | 0 | 0 | 0 | 0 | 0 | 0 | 0 | 0 | 0 | 0 | 0 | 0 | 0 | 0 | 0 | 0 | 0 | 0 | 0 | 0 | 0 | 0 | 0 | 0 | 0 | 0 | 0 | 0 | 0 | 0 | 0 | 0 | 0 | 0 | 0 | 0 | 0 | 0 | 0 | 0 | 0
|  |  | 2038 | 0 | 0 | 0 | 0 | 0 | 0 | 0 | 0 | 0 | 0 | 0 | 0 | 0 | 0 | 0 | 0 | 0 | 0 | 0 | 0 | 0 | 0 | 0 | 0 | 0 | 0 | 0 | 0 | 0 | 0 | 0 | 0 | 0 | 0 | 0 | 0 | 0 | 0 | 0 | 0 | 0 | 0 | 0
|  |  | 2039 | 0 | 0 | 0 | 0 | 0 | 0 | 0 | 0 | 0 | 0 | 0 | 0 | 0 | 0 | 0 | 0 | 0 | 0 | 0 | 0 | 0 | 0 | 0 | 0 | 0 | 0 | 0 | 0 | 0 | 0 | 0 | 0 | 0 | 0 | 0 | 0 | 0 | 0 | 0 | 0 | 0 | 0 | 0
|  |  | 2040 | 0 | 0 | 0 | 0 | 0 | 0 | 0 | 0 | 0 | 0 | 0 | 0 | 0 | 0 | 0 | 0 | 0 | 0 | 0 | 0 | 0 | 0 | 0 | 0 | 0 | 0 | 0 | 0 | 0 | 0 | 0 | 0 | 0 | 0 | 0 | 0 | 0 | 0 | 0 | 0 | 0 | 0 | 0
|  |  | 2041 | 0 | 0 | 0 | 0 | 0 | 0 | 0 | 0 | 0 | 0 | 0 | 0 | 0 | 0 | 0 | 0 | 0 | 0 | 0 | 0 | 0 | 0 | 0 | 0 | 0 | 0 | 0 | 0 | 0 | 0 | 0 | 0 | 0 | 0 | 0 | 0 | 0 | 0 | 0 | 0 | 0 | 0 | 0
|  |  | 2042 | 0 | 0 | 0 | 0 | 0 | 0 | 0 | 0 | 0 | 0 | 0 | 0 | 0 | 0 | 0 | 0 | 0 | 0 | 0 | 0 | 0 | 0 | 0 | 0 | 0 | 0 | 0 | 0 | 0 | 0 | 0 | 0 | 0 | 0 | 0 | 0 | 0 | 0 | 0 | 0 | 0 | 0 | 0
|  |  | 2043 | 0 | 0 | 0 | 0 | 0 | 0 | 0 | 0 | 0 | 0 | 0 | 0 | 0 | 0 | 0 | 0 | 0 | 0 | 0 | 0 | 0 | 0 | 0 | 0 | 0 | 0 | 0 | 0 | 0 | 0 | 0 | 0 | 0 | 0 | 0 | 0 | 0 | 0 | 0 | 0 | 0 | 0 | 0
|  |  | 2044 | 0 | 0 | 0 | 0 | 0 | 0 | 0 | 0 | 0 | 0 | 0 | 0 | 0 | 0 | 0 | 0 | 0 | 0 | 0 | 0 | 0 | 0 | 0 | 0 | 0 | 0 | 0 | 0 | 0 | 0 | 0 | 0 | 0 | 0 | 0 | 0 | 0 | 0 | 0 | 0 | 0 | 0 | 0
|  |  | 2045 | 0 | 0 | 0 | 0 | 0 | 0 | 0 | 0 | 0 | 0 | 0 | 0 | 0 | 0 | 0 | 0 | 0 | 0 | 0 | 0 | 0 | 0 | 0 | 0 | 0 | 0 | 0 | 0 | 0 | 0 | 0 | 0 | 0 | 0 | 0 | 0 | 0 | 0 | 0 | 0 | 0 | 0 | 0
Total number of Wells Required
|  |  | Wells Needed | Scenario 1 | Scenario 1A | Scenario 1B | Scenario 1C | Scenario 1D | Scenario 1E | Scenario 2 | Scenario 2A | Scenario 2B | Scenario 2C | Scenario 2D | Scenario 3 | Scenario 3A | Scenario 3B | Scenario 3C | Scenario 3D | Scenario 4 | Scenario 4A | Scenario 4B | Scenario 4C | Scenario 4D | Scenario 5 | Scenario 5A | Scenario 5B | Scenario 5C | Scenario 5D | Scenario 6 | Scenario 7 | Scenario 7A | Scenario 7B | Scenario 7C | Scenario 7D | Scenario 7E | Scenario 8 | Scenario 9 | Scenario 9A | Scenario 9B | Scenario 9C | Scenario 9D | Scenario 9E | Scenario 10 | Scenario 10A | Scenario 10B
|  |  | 2017 | 2 | 2 | 2 | 2 | 2 | 2 | 2 | 2 | 2 | 2 | 2 | 2 | 2 | 2 | 2 | 2 | 2 | 2 | 2 | 2 | 2 | 2 | 2 | 2 | 2 | 2 | 2 | 2 | 2 | 2 | 2 | 2 | 2 | 2 | 0 | 2 | 2 | 2 | 2 | 2 | 2 | 2 | 2
|  |  | 2018 | 7 | 7 | 7 | 7 | 7 | 7 | 5 | 7 | 7 | 7 | 7 | 5 | 7 | 7 | 7 | 7 | 5 | 7 | 7 | 7 | 7 | 5 | 7 | 7 | 7 | 7 | 7 | 7 | 7 | 7 | 7 | 7 | 7 | 7 | 0 | 7 | 7 | 7 | 7 | 7 | 5 | 7 | 7
|  |  | 2019 | 9 | 9 | 9 | 9 | 9 | 9 | 6 | 9 | 9 | 8 | 8 | 6 | 9 | 9 | 8 | 8 | 6 | 9 | 9 | 8 | 8 | 6 | 9 | 9 | 8 | 8 | 7 | 7 | 8 | 8 | 8 | 8 | 8 | 8 | 0 | 9 | 9 | 9 | 9 | 9 | 7 | 9 | 10
|  |  | 2020 | 12 | 12 | 12 | 12 | 12 | 12 | 7 | 9 | 12 | 9 | 9 | 7 | 9 | 12 | 9 | 9 | 7 | 10 | 12 | 9 | 9 | 7 | 10 | 12 | 9 | 9 | 7 | 7 | 9 | 9 | 9 | 9 | 9 | 9 | 0 | 12 | 12 | 12 | 12 | 12 | 9 | 11 | 12
|  |  | 2021 | 14 | 14 | 14 | 14 | 14 | 14 | 8 | 10 | 14 | 9 | 10 | 8 | 10 | 14 | 9 | 10 | 8 | 11 | 14 | 10 | 10 | 8 | 11 | 14 | 9 | 10 | 8 | 7 | 10 | 10 | 10 | 10 | 10 | 9 | 0 | 14 | 14 | 14 | 14 | 14 | 11 | 13 | 14
|  |  | 2022 | 17 | 17 | 17 | 17 | 17 | 17 | 9 | 11 | 14 | 9 | 11 | 9 | 10 | 14 | 9 | 11 | 9 | 12 | 15 | 10 | 11 | 9 | 12 | 15 | 9 | 11 | 9 | 7 | 11 | 11 | 11 | 10 | 10 | 9 | 0 | 17 | 17 | 17 | 17 | 17 | 13 | 15 | 16
|  |  | 2023 | 17 | 21 | 21 | 21 | 21 | 21 | 10 | 12 | 14 | 9 | 12 | 10 | 10 | 14 | 9 | 12 | 10 | 13 | 15 | 10 | 12 | 10 | 13 | 15 | 9 | 12 | 10 | 7 | 12 | 11 | 11 | 10 | 10 | 9 | 0 | 21 | 21 | 21 | 21 | 21 | 15 | 17 | 18
|  |  | 2024 | 17 | 21 | 26 | 26 | 26 | 26 | 11 | 12 | 14 | 9 | 13 | 10 | 10 | 14 | 9 | 13 | 11 | 13 | 15 | 10 | 13 | 11 | 14 | 15 | 9 | 13 | 11 | 7 | 13 | 11 | 11 | 10 | 10 | 9 | 0 | 23 | 26 | 26 | 26 | 26 | 17 | 19 | 20
|  |  | 2025 | 17 | 21 | 26 | 29 | 29 | 29 | 11 | 12 | 14 | 9 | 14 | 10 | 10 | 14 | 9 | 14 | 11 | 13 | 15 | 10 | 14 | 12 | 15 | 15 | 9 | 14 | 12 | 7 | 14 | 11 | 11 | 10 | 10 | 11 | 0 | 25 | 29 | 29 | 29 | 29 | 19 | 21 | 21
|  |  | 2026 | 17 | 21 | 26 | 29 | 34 | 34 | 11 | 12 | 14 | 9 | 15 | 10 | 10 | 14 | 9 | 14 | 11 | 13 | 15 | 10 | 15 | 13 | 15 | 15 | 9 | 15 | 13 | 7 | 14 | 11 | 11 | 10 | 10 | 12 | 0 | 26 | 34 | 34 | 34 | 34 | 21 | 22 | 22
|  |  | 2027 | 17 | 21 | 26 | 29 | 37 | 37 | 11 | 12 | 14 | 9 | 15 | 10 | 10 | 14 | 9 | 14 | 11 | 13 | 15 | 10 | 15 | 14 | 15 | 15 | 9 | 16 | 14 | 7 | 14 | 11 | 11 | 10 | 10 | 12 | 0 | 27 | 37 | 37 | 37 | 37 | 22 | 23 | 23
|  |  | 2028 | 17 | 21 | 26 | 29 | 37 | 42 | 11 | 12 | 14 | 9 | 15 | 10 | 10 | 14 | 9 | 14 | 11 | 13 | 15 | 10 | 15 | 15 | 15 | 15 | 9 | 17 | 14 | 7 | 14 | 11 | 11 | 10 | 10 | 12 | 0 | 27 | 42 | 40 | 42 | 42 | 23 | 24 | 23
|  |  | 2029 | 17 | 21 | 26 | 29 | 37 | 45 | 11 | 12 | 14 | 9 | 15 | 10 | 10 | 14 | 9 | 14 | 11 | 13 | 15 | 10 | 15 | 15 | 15 | 15 | 9 | 18 | 14 | 7 | 14 | 11 | 11 | 10 | 10 | 12 | 0 | 27 | 45 | 42 | 45 | 45 | 24 | 24 | 23
|  |  | 2030 | 17 | 21 | 26 | 29 | 37 | 51 | 11 | 12 | 14 | 9 | 15 | 10 | 10 | 14 | 9 | 14 | 11 | 13 | 15 | 10 | 15 | 15 | 15 | 15 | 9 | 19 | 14 | 7 | 14 | 11 | 11 | 10 | 10 | 12 | 0 | 27 | 51 | 42 | 47 | 47 | 24 | 24 | 23
|  |  | 2031 | 17 | 21 | 26 | 29 | 37 | 51 | 11 | 12 | 14 | 9 | 15 | 10 | 10 | 14 | 9 | 14 | 11 | 13 | 15 | 10 | 15 | 15 | 15 | 15 | 9 | 20 | 14 | 7 | 14 | 11 | 11 | 10 | 10 | 12 | 0 | 27 | 53 | 42 | 48 | 48 | 24 | 24 | 23
|  |  | 2032 | 17 | 21 | 26 | 29 | 37 | 51 | 11 | 12 | 14 | 9 | 15 | 10 | 10 | 14 | 9 | 14 | 11 | 13 | 15 | 10 | 15 | 15 | 15 | 15 | 9 | 20 | 14 | 7 | 14 | 11 | 11 | 10 | 10 | 12 | 0 | 27 | 54 | 42 | 48 | 48 | 24 | 24 | 23
|  |  | 2033 | 17 | 21 | 26 | 29 | 37 | 51 | 11 | 12 | 14 | 9 | 15 | 10 | 10 | 14 | 9 | 14 | 11 | 13 | 15 | 10 | 15 | 15 | 15 | 15 | 9 | 20 | 14 | 7 | 14 | 11 | 11 | 10 | 10 | 12 | 0 | 27 | 54 | 42 | 48 | 48 | 24 | 24 | 23
|  |  | 2034 | 17 | 21 | 26 | 29 | 37 | 51 | 11 | 12 | 14 | 9 | 15 | 10 | 10 | 14 | 9 | 14 | 11 | 13 | 15 | 10 | 15 | 15 | 15 | 15 | 9 | 20 | 14 | 7 | 14 | 11 | 11 | 10 | 10 | 12 | 0 | 27 | 54 | 42 | 48 | 48 | 24 | 24 | 23
|  |  | 2035 | 17 | 21 | 26 | 29 | 37 | 51 | 11 | 12 | 14 | 9 | 15 | 10 | 10 | 14 | 9 | 14 | 11 | 13 | 15 | 10 | 15 | 15 | 15 | 15 | 9 | 20 | 14 | 7 | 14 | 11 | 11 | 10 | 10 | 12 | 0 | 27 | 54 | 42 | 48 | 48 | 24 | 24 | 23
|  |  | 2036 | 17 | 21 | 26 | 29 | 37 | 51 | 11 | 12 | 14 | 9 | 15 | 10 | 10 | 14 | 9 | 14 | 11 | 13 | 15 | 10 | 15 | 15 | 15 | 15 | 9 | 20 | 14 | 7 | 14 | 11 | 11 | 10 | 10 | 12 | 0 | 27 | 54 | 42 | 48 | 48 | 24 | 24 | 23
|  |  | 2037 | 17 | 21 | 26 | 29 | 37 | 51 | 11 | 12 | 14 | 9 | 15 | 10 | 10 | 14 | 9 | 14 | 11 | 13 | 15 | 10 | 15 | 15 | 15 | 15 | 9 | 20 | 14 | 7 | 14 | 11 | 11 | 10 | 10 | 12 | 0 | 27 | 54 | 42 | 48 | 48 | 24 | 24 | 23
|  |  | 2038 | 17 | 21 | 26 | 29 | 37 | 51 | 11 | 12 | 14 | 9 | 15 | 10 | 10 | 14 | 9 | 14 | 11 | 13 | 15 | 10 | 15 | 15 | 15 | 15 | 9 | 20 | 14 | 7 | 14 | 11 | 11 | 10 | 10 | 12 | 0 | 27 | 54 | 42 | 48 | 48 | 24 | 24 | 23
|  |  | 2039 | 17 | 21 | 26 | 29 | 37 | 51 | 11 | 12 | 14 | 9 | 15 | 10 | 10 | 14 | 9 | 14 | 11 | 13 | 15 | 10 | 15 | 15 | 15 | 15 | 9 | 20 | 14 | 7 | 14 | 11 | 11 | 10 | 10 | 12 | 0 | 27 | 54 | 42 | 48 | 48 | 24 | 24 | 23
|  |  | 2040 | 17 | 21 | 26 | 29 | 37 | 51 | 11 | 12 | 14 | 9 | 15 | 10 | 10 | 14 | 9 | 14 | 11 | 13 | 15 | 10 | 15 | 15 | 15 | 15 | 9 | 20 | 14 | 7 | 14 | 11 | 11 | 10 | 10 | 12 | 0 | 27 | 54 | 42 | 48 | 48 | 24 | 24 | 23
|  |  | 2041 | 17 | 21 | 26 | 29 | 37 | 51 | 11 | 12 | 14 | 9 | 15 | 10 | 10 | 14 | 9 | 14 | 11 | 13 | 15 | 10 | 15 | 15 | 15 | 15 | 9 | 20 | 14 | 7 | 14 | 11 | 11 | 10 | 10 | 12 | 0 | 27 | 54 | 42 | 48 | 48 | 24 | 24 | 23
|  |  | 2042 | 17 | 21 | 26 | 29 | 37 | 51 | 11 | 12 | 14 | 9 | 15 | 10 | 10 | 14 | 9 | 14 | 11 | 13 | 15 | 10 | 15 | 15 | 15 | 15 | 9 | 20 | 14 | 7 | 14 | 11 | 11 | 10 | 10 | 12 | 0 | 27 | 54 | 42 | 48 | 48 | 24 | 24 | 23
|  |  | 2043 | 17 | 21 | 26 | 29 | 37 | 51 | 11 | 12 | 14 | 9 | 15 | 10 | 10 | 14 | 9 | 14 | 11 | 13 | 15 | 10 | 15 | 15 | 15 | 15 | 9 | 20 | 14 | 7 | 14 | 11 | 11 | 10 | 10 | 12 | 0 | 27 | 54 | 42 | 48 | 48 | 24 | 24 | 23
|  |  | 2044 | 17 | 21 | 26 | 29 | 37 | 51 | 11 | 12 | 14 | 9 | 15 | 10 | 10 | 14 | 9 | 14 | 11 | 13 | 15 | 10 | 15 | 15 | 15 | 15 | 9 | 20 | 14 | 7 | 14 | 11 | 11 | 10 | 10 | 12 | 0 | 27 | 54 | 42 | 48 | 48 | 24 | 24 | 23
|  |  | 2045 | 17 | 21 | 26 | 29 | 37 | 51 | 11 | 12 | 14 | 9 | 15 | 10 | 10 | 14 | 9 | 14 | 11 | 13 | 15 | 10 | 15 | 15 | 15 | 15 | 9 | 20 | 14 | 7 | 14 | 11 | 11 | 10 | 10 | 12 | 0 | 27 | 54 | 42 | 48 | 48 | 24 | 24 | 23
|  |  | Wells Needed | Scenario 1 | Scenario 1A | Scenario 1B | Scenario 1C | Scenario 1D | Scenario 1E | Scenario 2 | Scenario 2A | Scenario 2B | Scenario 2C | Scenario 2D | Scenario 3 | Scenario 3A | Scenario 3B | Scenario 3C | Scenario 3D | Scenario 4 | Scenario 4A | Scenario 4B | Scenario 4C | Scenario 4D | Scenario 5 | Scenario 5A | Scenario 5B | Scenario 5C | Scenario 5D | Scenario 6 | Scenario 7 | Scenario 7A | Scenario 7B | Scenario 7C | Scenario 7D | Scenario 7E | Scenario 8 | Scenario 9 | Scenario 9A | Scenario 9B | Scenario 9C | Scenario 9D | Scenario 9E | Scenario 10 | Scenario 10A | Scenario 10B
|  |  | 2017 | 2 | 2 | 2 | 2 | 2 | 2 | 2 | 2 | 2 | 2 | 2 | 2 | 2 | 2 | 2 | 2 | 2 | 2 | 2 | 2 | 2 | 2 | 2 | 2 | 2 | 2 | 2 | 2 | 2 | 2 | 2 | 2 | 2 | 2 | 0 | 2 | 2 | 2 | 2 | 2 | 2 | 2 | 2
|  |  | 2018 | 7 | 7 | 7 | 7 | 7 | 7 | 5 | 7 | 7 | 7 | 7 | 5 | 7 | 7 | 7 | 7 | 5 | 7 | 7 | 7 | 7 | 5 | 7 | 7 | 7 | 7 | 7 | 7 | 7 | 7 | 7 | 7 | 7 | 7 | 0 | 7 | 7 | 7 | 7 | 7 | 5 | 7 | 7
|  |  | 2019 | 9 | 9 | 9 | 9 | 9 | 9 | 6 | 9 | 9 | 8 | 8 | 6 | 9 | 9 | 8 | 8 | 6 | 9 | 9 | 8 | 8 | 6 | 9 | 9 | 8 | 8 | 0 | 0 | 8 | 8 | 8 | 8 | 8 | 8 | 0 | 9 | 9 | 9 | 9 | 9 | 7 | 9 | 10
|  |  | 2020 | 12 | 12 | 12 | 12 | 12 | 12 | 7 | 0 | 12 | 9 | 9 | 7 | 0 | 12 | 9 | 9 | 7 | 10 | 12 | 9 | 9 | 7 | 10 | 12 | 9 | 9 | 0 | 0 | 9 | 9 | 9 | 9 | 9 | 9 | 0 | 12 | 12 | 12 | 12 | 12 | 9 | 11 | 12
|  |  | 2021 | 14 | 14 | 14 | 14 | 14 | 14 | 8 | 10 | 14 | 0 | 10 | 8 | 10 | 14 | 0 | 10 | 8 | 11 | 14 | 10 | 10 | 8 | 11 | 14 | 0 | 10 | 8 | 0 | 10 | 10 | 10 | 10 | 10 | 0 | 0 | 14 | 14 | 14 | 14 | 14 | 11 | 13 | 14
|  |  | 2022 | 17 | 17 | 17 | 17 | 17 | 17 | 9 | 11 | 0 | 0 | 11 | 9 | 0 | 0 | 0 | 11 | 9 | 12 | 15 | 0 | 11 | 9 | 12 | 15 | 0 | 11 | 9 | 0 | 11 | 11 | 11 | 0 | 0 | 0 | 0 | 17 | 17 | 17 | 17 | 17 | 13 | 15 | 16
|  |  | 2023 | 0 | 21 | 21 | 21 | 21 | 21 | 10 | 12 | 0 | 0 | 12 | 10 | 0 | 0 | 0 | 12 | 10 | 13 | 0 | 0 | 12 | 10 | 13 | 0 | 0 | 12 | 10 | 0 | 12 | 0 | 0 | 0 | 0 | 0 | 0 | 21 | 21 | 21 | 21 | 21 | 15 | 17 | 18
|  |  | 2024 | 0 | 0 | 26 | 26 | 26 | 26 | 11 | 0 | 0 | 0 | 13 | 0 | 0 | 0 | 0 | 13 | 11 | 0 | 0 | 0 | 13 | 11 | 14 | 0 | 0 | 13 | 11 | 0 | 13 | 0 | 0 | 0 | 0 | 0 | 0 | 23 | 26 | 26 | 26 | 26 | 17 | 19 | 20
|  |  | 2025 | 0 | 0 | 0 | 29 | 29 | 29 | 0 | 0 | 0 | 0 | 14 | 0 | 0 | 0 | 0 | 14 | 0 | 0 | 0 | 0 | 14 | 12 | 15 | 0 | 0 | 14 | 12 | 0 | 14 | 0 | 0 | 0 | 0 | 11 | 0 | 25 | 29 | 29 | 29 | 29 | 19 | 21 | 21
|  |  | 2026 | 0 | 0 | 0 | 0 | 34 | 34 | 0 | 0 | 0 | 0 | 15 | 0 | 0 | 0 | 0 | 0 | 0 | 0 | 0 | 0 | 15 | 13 | 0 | 0 | 0 | 15 | 13 | 0 | 0 | 0 | 0 | 0 | 0 | 12 | 0 | 26 | 34 | 34 | 34 | 34 | 21 | 22 | 22
|  |  | 2027 | 0 | 0 | 0 | 0 | 37 | 37 | 0 | 0 | 0 | 0 | 0 | 0 | 0 | 0 | 0 | 0 | 0 | 0 | 0 | 0 | 0 | 14 | 0 | 0 | 0 | 16 | 14 | 0 | 0 | 0 | 0 | 0 | 0 | 0 | 0 | 27 | 37 | 37 | 37 | 37 | 22 | 23 | 23
|  |  | 2028 | 0 | 0 | 0 | 0 | 0 | 42 | 0 | 0 | 0 | 0 | 0 | 0 | 0 | 0 | 0 | 0 | 0 | 0 | 0 | 0 | 0 | 15 | 0 | 0 | 0 | 17 | 0 | 0 | 0 | 0 | 0 | 0 | 0 | 0 | 0 | 0 | 42 | 40 | 42 | 42 | 23 | 24 | 0
|  |  | 2029 | 0 | 0 | 0 | 0 | 0 | 45 | 0 | 0 | 0 | 0 | 0 | 0 | 0 | 0 | 0 | 0 | 0 | 0 | 0 | 0 | 0 | 0 | 0 | 0 | 0 | 18 | 0 | 0 | 0 | 0 | 0 | 0 | 0 | 0 | 0 | 0 | 45 | 42 | 45 | 45 | 24 | 0 | 0
|  |  | 2030 | 0 | 0 | 0 | 0 | 0 | 51 | 0 | 0 | 0 | 0 | 0 | 0 | 0 | 0 | 0 | 0 | 0 | 0 | 0 | 0 | 0 | 0 | 0 | 0 | 0 | 19 | 0 | 0 | 0 | 0 | 0 | 0 | 0 | 0 | 0 | 0 | 51 | 0 | 47 | 47 | 0 | 0 | 0
|  |  | 2031 | 0 | 0 | 0 | 0 | 0 | 0 | 0 | 0 | 0 | 0 | 0 | 0 | 0 | 0 | 0 | 0 | 0 | 0 | 0 | 0 | 0 | 0 | 0 | 0 | 0 | 20 | 0 | 0 | 0 | 0 | 0 | 0 | 0 | 0 | 0 | 0 | 53 | 0 | 48 | 48 | 0 | 0 | 0
|  |  | 2032 | 0 | 0 | 0 | 0 | 0 | 0 | 0 | 0 | 0 | 0 | 0 | 0 | 0 | 0 | 0 | 0 | 0 | 0 | 0 | 0 | 0 | 0 | 0 | 0 | 0 | 0 | 0 | 0 | 0 | 0 | 0 | 0 | 0 | 0 | 0 | 0 | 54 | 0 | 0 | 0 | 0 | 0 | 0
|  |  | 2033 | 0 | 0 | 0 | 0 | 0 | 0 | 0 | 0 | 0 | 0 | 0 | 0 | 0 | 0 | 0 | 0 | 0 | 0 | 0 | 0 | 0 | 0 | 0 | 0 | 0 | 0 | 0 | 0 | 0 | 0 | 0 | 0 | 0 | 0 | 0 | 0 | 0 | 0 | 0 | 0 | 0 | 0 | 0
|  |  | 2034 | 0 | 0 | 0 | 0 | 0 | 0 | 0 | 0 | 0 | 0 | 0 | 0 | 0 | 0 | 0 | 0 | 0 | 0 | 0 | 0 | 0 | 0 | 0 | 0 | 0 | 0 | 0 | 0 | 0 | 0 | 0 | 0 | 0 | 0 | 0 | 0 | 0 | 0 | 0 | 0 | 0 | 0 | 0
|  |  | 2035 | 0 | 0 | 0 | 0 | 0 | 0 | 0 | 0 | 0 | 0 | 0 | 0 | 0 | 0 | 0 | 0 | 0 | 0 | 0 | 0 | 0 | 0 | 0 | 0 | 0 | 0 | 0 | 0 | 0 | 0 | 0 | 0 | 0 | 0 | 0 | 0 | 0 | 0 | 0 | 0 | 0 | 0 | 0
|  |  | 2036 | 0 | 0 | 0 | 0 | 0 | 0 | 0 | 0 | 0 | 0 | 0 | 0 | 0 | 0 | 0 | 0 | 0 | 0 | 0 | 0 | 0 | 0 | 0 | 0 | 0 | 0 | 0 | 0 | 0 | 0 | 0 | 0 | 0 | 0 | 0 | 0 | 0 | 0 | 0 | 0 | 0 | 0 | 0
|  |  | 2037 | 0 | 0 | 0 | 0 | 0 | 0 | 0 | 0 | 0 | 0 | 0 | 0 | 0 | 0 | 0 | 0 | 0 | 0 | 0 | 0 | 0 | 0 | 0 | 0 | 0 | 0 | 0 | 0 | 0 | 0 | 0 | 0 | 0 | 0 | 0 | 0 | 0 | 0 | 0 | 0 | 0 | 0 | 0
|  |  | 2038 | 0 | 0 | 0 | 0 | 0 | 0 | 0 | 0 | 0 | 0 | 0 | 0 | 0 | 0 | 0 | 0 | 0 | 0 | 0 | 0 | 0 | 0 | 0 | 0 | 0 | 0 | 0 | 0 | 0 | 0 | 0 | 0 | 0 | 0 | 0 | 0 | 0 | 0 | 0 | 0 | 0 | 0 | 0
|  |  | 2039 | 0 | 0 | 0 | 0 | 0 | 0 | 0 | 0 | 0 | 0 | 0 | 0 | 0 | 0 | 0 | 0 | 0 | 0 | 0 | 0 | 0 | 0 | 0 | 0 | 0 | 0 | 0 | 0 | 0 | 0 | 0 | 0 | 0 | 0 | 0 | 0 | 0 | 0 | 0 | 0 | 0 | 0 | 0
|  |  | 2040 | 0 | 0 | 0 | 0 | 0 | 0 | 0 | 0 | 0 | 0 | 0 | 0 | 0 | 0 | 0 | 0 | 0 | 0 | 0 | 0 | 0 | 0 | 0 | 0 | 0 | 0 | 0 | 0 | 0 | 0 | 0 | 0 | 0 | 0 | 0 | 0 | 0 | 0 | 0 | 0 | 0 | 0 | 0
|  |  | 2041 | 0 | 0 | 0 | 0 | 0 | 0 | 0 | 0 | 0 | 0 | 0 | 0 | 0 | 0 | 0 | 0 | 0 | 0 | 0 | 0 | 0 | 0 | 0 | 0 | 0 | 0 | 0 | 0 | 0 | 0 | 0 | 0 | 0 | 0 | 0 | 0 | 0 | 0 | 0 | 0 | 0 | 0 | 0
|  |  | 2042 | 0 | 0 | 0 | 0 | 0 | 0 | 0 | 0 | 0 | 0 | 0 | 0 | 0 | 0 | 0 | 0 | 0 | 0 | 0 | 0 | 0 | 0 | 0 | 0 | 0 | 0 | 0 | 0 | 0 | 0 | 0 | 0 | 0 | 0 | 0 | 0 | 0 | 0 | 0 | 0 | 0 | 0 | 0
|  |  | 2043 | 0 | 0 | 0 | 0 | 0 | 0 | 0 | 0 | 0 | 0 | 0 | 0 | 0 | 0 | 0 | 0 | 0 | 0 | 0 | 0 | 0 | 0 | 0 | 0 | 0 | 0 | 0 | 0 | 0 | 0 | 0 | 0 | 0 | 0 | 0 | 0 | 0 | 0 | 0 | 0 | 0 | 0 | 0
|  |  | 2044 | 0 | 0 | 0 | 0 | 0 | 0 | 0 | 0 | 0 | 0 | 0 | 0 | 0 | 0 | 0 | 0 | 0 | 0 | 0 | 0 | 0 | 0 | 0 | 0 | 0 | 0 | 0 | 0 | 0 | 0 | 0 | 0 | 0 | 0 | 0 | 0 | 0 | 0 | 0 | 0 | 0 | 0 | 0
|  |  | 2045 | 0 | 0 | 0 | 0 | 0 | 0 | 0 | 0 | 0 | 0 | 0 | 0 | 0 | 0 | 0 | 0 | 0 | 0 | 0 | 0 | 0 | 0 | 0 | 0 | 0 | 0 | 0 | 0 | 0 | 0 | 0 | 0 | 0 | 0 | 0 | 0 | 0 | 0 | 0 | 0 | 0 | 0 | 0
Cost of Wells
|  |  | Well Cat | Scenario 1 | Scenario 1A | Scenario 1B | Scenario 1C | Scenario 1D | Scenario 1E | Scenario 2 | Scenario 2A | Scenario 2B | Scenario 2C | Scenario 2D | Scenario 3 | Scenario 3A | Scenario 3B | Scenario 3C | Scenario 3D | Scenario 4 | Scenario 4A | Scenario 4B | Scenario 4C | Scenario 4D | Scenario 5 | Scenario 5A | Scenario 5B | Scenario 5C | Scenario 5D | Scenario 6 | Scenario 7 | Scenario 7A | Scenario 7B | Scenario 7C | Scenario 7D | Scenario 7E | Scenario 8 | Scenario 9 | Scenario 9A | Scenario 9B | Scenario 9C | Scenario 9D | Scenario 9E | Scenario 10 | Scenario 10A | Scenario 10B
|  |  | 2017 | A | A | A | A | A | A | A | A | A | A | A | A | A | A | A | A | A | A | A | A | A | A | A | A | A | A | A | A | A | A | A | A | A | A |  | A | A | A | A | A | A | A | A
|  |  | 2018 | B | B | B | B | B | B | B | B | B | B | B | B | B | B | B | B | B | B | B | B | B | B | B | B | B | B | B | B | B | B | B | B | B | B |  | B | B | B | B | B | B | B | B
|  |  | 2019 | B | B | B | B | B | B | B | B | B | B | B | B | B | B | B | B | B | B | B | B | B | B | B | B | B | B |  |  | B | B | B | B | B | B |  | B | B | B | B | B | B | B | B
|  |  | 2020 | C | C | C | C | C | C | B |  | C | B | B | B |  | C | B | B | B | B | C | B | B | B | B | C | B | B |  |  | B | B | B | B | B | B |  | C | C | C | C | C | B | C | C
|  |  | 2021 | C | C | C | C | C | C | B | B | C |  | B | B | B | C |  | B | B | C | C | B | B | B | C | C |  | B | B |  | B | B | B | B | B |  |  | C | C | C | C | C | C | C | C
|  |  | 2022 | C | C | C | C | C | C | B | C |  |  | C | B |  |  |  | C | B | C | C |  | C | B | C | C |  | C | B |  | C | C | C |  |  |  |  | C | C | C | C | C | C | C | C
|  |  | 2023 |  | C | C | C | C | C | B | C |  |  | C | B |  |  |  | C | B | C |  |  | C | B | C |  |  | C | B |  | C | [6 empty] | C | C | C | C | C | C | C | C
|  |  | 2024 |  |  | D | D | D | D | C |  |  |  | C |  |  |  |  | C | C |  |  |  | C | C | C |  |  | C | C |  | C | [6 empty] | C | D | D | D | D | C | C | C
|  |  | 2025 |  |  |  | D | D | D |  |  |  |  | C |  |  |  |  | C |  |  |  |  | C | C | C |  |  | C | C |  | C |  |  |  |  | C |  | D | D | D | D | D | C | C | C
|  |  | 2026 |  |  |  |  | E | E |  |  |  |  | C | [9 empty] | C | C |  |  |  | C | C | [6 empty] | C |  | D | E | E | E | E | C | C | C
|  |  | 2027 |  |  |  |  | E | E | [15 empty] | C |  |  |  | C | C | [8 empty] | D | E | E | E | E | C | C | C
|  |  | 2028 | [5 empty] | E | [15 empty] | C |  |  |  | C | [10 empty] | E | E | E | E | C | D
|  |  | 2029 | [5 empty] | E | [19 empty] | C | [10 empty] | E | E | E | E | D
|  |  | 2030 | [5 empty] | E | [19 empty] | C | [10 empty] | E |  | E | E
|  |  | 2031 | [25 empty] | C | [10 empty] | E |  | E | E
|  |  | 2032 | [36 empty] | E
2033
2034
2035
2036
2037
2038
2039
2040
2041
2042
2043
2044
2045
|  |  | Well Cat | Scenario 1 | Scenario 1A | Scenario 1B | Scenario 1C | Scenario 1D | Scenario 1E | Scenario 2 | Scenario 2A | Scenario 2B | Scenario 2C | Scenario 2D | Scenario 3 | Scenario 3A | Scenario 3B | Scenario 3C | Scenario 3D | Scenario 4 | Scenario 4A | Scenario 4B | Scenario 4C | Scenario 4D | Scenario 5 | Scenario 5A | Scenario 5B | Scenario 5C | Scenario 5D | Scenario 6 | Scenario 7 | Scenario 7A | Scenario 7B | Scenario 7C | Scenario 7D | Scenario 7E | Scenario 8 | Scenario 9 | Scenario 9A | Scenario 9B | Scenario 9C | Scenario 9D | Scenario 9E | Scenario 10 | Scenario 10A | Scenario 10B
|  |  | 2017 | 600000 | 600000 | 600000 | 600000 | 600000 | 600000 | 600000 | 600000 | 600000 | 600000 | 600000 | 600000 | 600000 | 600000 | 600000 | 600000 | 600000 | 600000 | 600000 | 600000 | 600000 | 600000 | 600000 | 600000 | 600000 | 600000 | 600000 | 600000 | 600000 | 600000 | 600000 | 600000 | 600000 | 600000 | 0 | 600000 | 600000 | 600000 | 600000 | 600000 | 600000 | 600000 | 600000
|  |  | 2018 | 1785000 | 1785000 | 1785000 | 1785000 | 1785000 | 1785000 | 1071000 | 1785000 | 1785000 | 1785000 | 1785000 | 1071000 | 1785000 | 1785000 | 1785000 | 1785000 | 1071000 | 1785000 | 1785000 | 1785000 | 1785000 | 1071000 | 1785000 | 1785000 | 1785000 | 1785000 | 1785000 | 1785000 | 1785000 | 1785000 | 1785000 | 1785000 | 1785000 | 1785000 | 0 | 1785000 | 1785000 | 1785000 | 1785000 | 1785000 | 1071000 | 1785000 | 1785000
|  |  | 2019 | 728000 | 728000 | 728000 | 728000 | 728000 | 728000 | 364000 | 728000 | 728000 | 364000 | 364000 | 364000 | 728000 | 728000 | 364000 | 364000 | 364000 | 728000 | 728000 | 364000 | 364000 | 364000 | 728000 | 728000 | 364000 | 364000 | 0 | 0 | 364000 | 364000 | 364000 | 364000 | 364000 | 364000 | 0 | 728000 | 728000 | 728000 | 728000 | 728000 | 728000 | 728000 | 1092000
|  |  | 2020 | 954000 | 954000 | 954000 | 954000 | 954000 | 954000 | 371000 | 0 | 954000 | 371000 | 371000 | 371000 | 0 | 954000 | 371000 | 371000 | 371000 | 371000 | 954000 | 371000 | 371000 | 371000 | 371000 | 954000 | 371000 | 371000 | 0 | 0 | 371000 | 371000 | 371000 | 371000 | 371000 | 371000 | 0 | 954000 | 954000 | 954000 | 954000 | 954000 | 742000 | 636000 | 636000
|  |  | 2021 | 648000 | 648000 | 648000 | 648000 | 648000 | 648000 | 378000 | 378000 | 648000 | 0 | 378000 | 378000 | 378000 | 648000 | 0 | 378000 | 378000 | 324000 | 648000 | 378000 | 378000 | 378000 | 324000 | 648000 | 0 | 378000 | 378000 | 0 | 378000 | 378000 | 378000 | 378000 | 378000 | 0 | 0 | 648000 | 648000 | 648000 | 648000 | 648000 | 648000 | 648000 | 648000
|  |  | 2022 | 990000 | 990000 | 990000 | 990000 | 990000 | 990000 | 385000 | 330000 | 0 | 0 | 330000 | 385000 | 0 | 0 | 0 | 330000 | 385000 | 330000 | 330000 | 0 | 330000 | 385000 | 330000 | 330000 | 0 | 330000 | 385000 | 0 | 330000 | 330000 | 330000 | 0 | 0 | 0 | 0 | 990000 | 990000 | 990000 | 990000 | 990000 | 660000 | 660000 | 660000
|  |  | 2023 | 0 | 1344000 | 1344000 | 1344000 | 1344000 | 1344000 | 392000 | 336000 | 0 | 0 | 336000 | 392000 | 0 | 0 | 0 | 336000 | 392000 | 336000 | 0 | 0 | 336000 | 392000 | 336000 | 0 | 0 | 336000 | 392000 | 0 | 336000 | 0 | 0 | 0 | 0 | 0 | 0 | 1344000 | 1344000 | 1344000 | 1344000 | 1344000 | 672000 | 672000 | 672000
|  |  | 2024 | 0 | 0 | 855000 | 855000 | 855000 | 855000 | 342000 | 0 | 0 | 0 | 342000 | 0 | 0 | 0 | 0 | 342000 | 342000 | 0 | 0 | 0 | 342000 | 342000 | 342000 | 0 | 0 | 342000 | 342000 | 0 | 342000 | 0 | 0 | 0 | 0 | 0 | 0 | 684000 | 855000 | 855000 | 855000 | 855000 | 684000 | 684000 | 684000
|  |  | 2025 | 0 | 0 | 0 | 522000 | 522000 | 522000 | 0 | 0 | 0 | 0 | 348000 | 0 | 0 | 0 | 0 | 348000 | 0 | 0 | 0 | 0 | 348000 | 348000 | 348000 | 0 | 0 | 348000 | 348000 | 0 | 348000 | 0 | 0 | 0 | 0 | 696000 | 0 | 348000 | 522000 | 522000 | 522000 | 522000 | 696000 | 696000 | 348000
|  |  | 2026 | 0 | 0 | 0 | 0 | 708000 | 708000 | 0 | 0 | 0 | 0 | 354000 | 0 | 0 | 0 | 0 | 0 | 0 | 0 | 0 | 0 | 354000 | 354000 | 0 | 0 | 0 | 354000 | 354000 | 0 | 0 | 0 | 0 | 0 | 0 | 354000 | 0 | 177000 | 708000 | 708000 | 708000 | 708000 | 708000 | 354000 | 354000
|  |  | 2027 | 0 | 0 | 0 | 0 | 432000 | 432000 | 0 | 0 | 0 | 0 | 0 | 0 | 0 | 0 | 0 | 0 | 0 | 0 | 0 | 0 | 0 | 360000 | 0 | 0 | 0 | 360000 | 360000 | 0 | 0 | 0 | 0 | 0 | 0 | 0 | 0 | 180000 | 432000 | 432000 | 432000 | 432000 | 360000 | 360000 | 360000
|  |  | 2028 | 0 | 0 | 0 | 0 | 0 | 732000 | 0 | 0 | 0 | 0 | 0 | 0 | 0 | 0 | 0 | 0 | 0 | 0 | 0 | 0 | 0 | 366000 | 0 | 0 | 0 | 366000 | 0 | 0 | 0 | 0 | 0 | 0 | 0 | 0 | 0 | 0 | 732000 | 439200 | 732000 | 732000 | 366000 | 183000 | 0
|  |  | 2029 | 0 | 0 | 0 | 0 | 0 | 446400 | 0 | 0 | 0 | 0 | 0 | 0 | 0 | 0 | 0 | 0 | 0 | 0 | 0 | 0 | 0 | 0 | 0 | 0 | 0 | 372000 | 0 | 0 | 0 | 0 | 0 | 0 | 0 | 0 | 0 | 0 | 446400 | 297600 | 446400 | 446400 | 186000 | 0 | 0
|  |  | 2030 | 0 | 0 | 0 | 0 | 0 | 907200 | 0 | 0 | 0 | 0 | 0 | 0 | 0 | 0 | 0 | 0 | 0 | 0 | 0 | 0 | 0 | 0 | 0 | 0 | 0 | 378000 | 0 | 0 | 0 | 0 | 0 | 0 | 0 | 0 | 0 | 0 | 907200 | 0 | 302400 | 302400 | 0 | 0 | 0
|  |  | 2031 | 0 | 0 | 0 | 0 | 0 | 0 | 0 | 0 | 0 | 0 | 0 | 0 | 0 | 0 | 0 | 0 | 0 | 0 | 0 | 0 | 0 | 0 | 0 | 0 | 0 | 384000 | 0 | 0 | 0 | 0 | 0 | 0 | 0 | 0 | 0 | 0 | 307200 | 0 | 153600 | 153600 | 0 | 0 | 0
|  |  | 2032 | 0 | 0 | 0 | 0 | 0 | 0 | 0 | 0 | 0 | 0 | 0 | 0 | 0 | 0 | 0 | 0 | 0 | 0 | 0 | 0 | 0 | 0 | 0 | 0 | 0 | 0 | 0 | 0 | 0 | 0 | 0 | 0 | 0 | 0 | 0 | 0 | 156000 | 0 | 0 | 0 | 0 | 0 | 0
|  |  | 2033 | 0 | 0 | 0 | 0 | 0 | 0 | 0 | 0 | 0 | 0 | 0 | 0 | 0 | 0 | 0 | 0 | 0 | 0 | 0 | 0 | 0 | 0 | 0 | 0 | 0 | 0 | 0 | 0 | 0 | 0 | 0 | 0 | 0 | 0 | 0 | 0 | 0 | 0 | 0 | 0 | 0 | 0 | 0
|  |  | 2034 | 0 | 0 | 0 | 0 | 0 | 0 | 0 | 0 | 0 | 0 | 0 | 0 | 0 | 0 | 0 | 0 | 0 | 0 | 0 | 0 | 0 | 0 | 0 | 0 | 0 | 0 | 0 | 0 | 0 | 0 | 0 | 0 | 0 | 0 | 0 | 0 | 0 | 0 | 0 | 0 | 0 | 0 | 0
|  |  | 2035 | 0 | 0 | 0 | 0 | 0 | 0 | 0 | 0 | 0 | 0 | 0 | 0 | 0 | 0 | 0 | 0 | 0 | 0 | 0 | 0 | 0 | 0 | 0 | 0 | 0 | 0 | 0 | 0 | 0 | 0 | 0 | 0 | 0 | 0 | 0 | 0 | 0 | 0 | 0 | 0 | 0 | 0 | 0
|  |  | 2036 | 0 | 0 | 0 | 0 | 0 | 0 | 0 | 0 | 0 | 0 | 0 | 0 | 0 | 0 | 0 | 0 | 0 | 0 | 0 | 0 | 0 | 0 | 0 | 0 | 0 | 0 | 0 | 0 | 0 | 0 | 0 | 0 | 0 | 0 | 0 | 0 | 0 | 0 | 0 | 0 | 0 | 0 | 0
|  |  | 2037 | 0 | 0 | 0 | 0 | 0 | 0 | 0 | 0 | 0 | 0 | 0 | 0 | 0 | 0 | 0 | 0 | 0 | 0 | 0 | 0 | 0 | 0 | 0 | 0 | 0 | 0 | 0 | 0 | 0 | 0 | 0 | 0 | 0 | 0 | 0 | 0 | 0 | 0 | 0 | 0 | 0 | 0 | 0
|  |  | 2038 | 0 | 0 | 0 | 0 | 0 | 0 | 0 | 0 | 0 | 0 | 0 | 0 | 0 | 0 | 0 | 0 | 0 | 0 | 0 | 0 | 0 | 0 | 0 | 0 | 0 | 0 | 0 | 0 | 0 | 0 | 0 | 0 | 0 | 0 | 0 | 0 | 0 | 0 | 0 | 0 | 0 | 0 | 0
|  |  | 2039 | 0 | 0 | 0 | 0 | 0 | 0 | 0 | 0 | 0 | 0 | 0 | 0 | 0 | 0 | 0 | 0 | 0 | 0 | 0 | 0 | 0 | 0 | 0 | 0 | 0 | 0 | 0 | 0 | 0 | 0 | 0 | 0 | 0 | 0 | 0 | 0 | 0 | 0 | 0 | 0 | 0 | 0 | 0
|  |  | 2040 | 0 | 0 | 0 | 0 | 0 | 0 | 0 | 0 | 0 | 0 | 0 | 0 | 0 | 0 | 0 | 0 | 0 | 0 | 0 | 0 | 0 | 0 | 0 | 0 | 0 | 0 | 0 | 0 | 0 | 0 | 0 | 0 | 0 | 0 | 0 | 0 | 0 | 0 | 0 | 0 | 0 | 0 | 0
|  |  | 2041 | 0 | 0 | 0 | 0 | 0 | 0 | 0 | 0 | 0 | 0 | 0 | 0 | 0 | 0 | 0 | 0 | 0 | 0 | 0 | 0 | 0 | 0 | 0 | 0 | 0 | 0 | 0 | 0 | 0 | 0 | 0 | 0 | 0 | 0 | 0 | 0 | 0 | 0 | 0 | 0 | 0 | 0 | 0
|  |  | 2042 | 0 | 0 | 0 | 0 | 0 | 0 | 0 | 0 | 0 | 0 | 0 | 0 | 0 | 0 | 0 | 0 | 0 | 0 | 0 | 0 | 0 | 0 | 0 | 0 | 0 | 0 | 0 | 0 | 0 | 0 | 0 | 0 | 0 | 0 | 0 | 0 | 0 | 0 | 0 | 0 | 0 | 0 | 0
|  |  | 2043 | 0 | 0 | 0 | 0 | 0 | 0 | 0 | 0 | 0 | 0 | 0 | 0 | 0 | 0 | 0 | 0 | 0 | 0 | 0 | 0 | 0 | 0 | 0 | 0 | 0 | 0 | 0 | 0 | 0 | 0 | 0 | 0 | 0 | 0 | 0 | 0 | 0 | 0 | 0 | 0 | 0 | 0 | 0
|  |  | 2044 | 0 | 0 | 0 | 0 | 0 | 0 | 0 | 0 | 0 | 0 | 0 | 0 | 0 | 0 | 0 | 0 | 0 | 0 | 0 | 0 | 0 | 0 | 0 | 0 | 0 | 0 | 0 | 0 | 0 | 0 | 0 | 0 | 0 | 0 | 0 | 0 | 0 | 0 | 0 | 0 | 0 | 0 | 0
|  |  | 2045 | 0 | 0 | 0 | 0 | 0 | 0 | 0 | 0 | 0 | 0 | 0 | 0 | 0 | 0 | 0 | 0 | 0 | 0 | 0 | 0 | 0 | 0 | 0 | 0 | 0 | 0 | 0 | 0 | 0 | 0 | 0 | 0 | 0 | 0 | 0 | 0 | 0 | 0 | 0 | 0 | 0 | 0 | 0
|  |  | Total | 5705000 | 7049000 | 7904000 | 8426000 | 9566000 | 11651600 | 3903000 | 4157000 | 4715000 | 3120000 | 5208000 | 3561000 | 3491000 | 4715000 | 3120000 | 4854000 | 3903000 | 4474000 | 5045000 | 3498000 | 5208000 | 5331000 | 5164000 | 5045000 | 3120000 | 7068000 | 4944000 | 2385000 | 4854000 | 3828000 | 3828000 | 3498000 | 3498000 | 4170000 | 0 | 8438000 | 12114800 | 10302800 | 11200400 | 11200400 | 8121000 | 8006000 | 7839000
Pump Station
|  |  | Pumping Station | Not Required | 2023 | 2023 | 2023 | 2023 | 2023 | Not Required | Not Required | Not Required | Not Required | Not Required | Not Required | Not Required | Not Required | Not Required | Not Required | Not Required | Not Required | Not Required | Not Required | Not Required | Not Required | Not Required | Not Required | Not Required | 2030 | Not Required | Not Required | Not Required | Not Required | Not Required | Not Required | Not Required | Not Required | Not Required | 2023 | 2023 | 2023 | 2023 | 2023 | 2025 | 2024 | 2024
|  |  | Well Cat | Scenario 1 | Scenario 1A | Scenario 1B | Scenario 1C | Scenario 1D | Scenario 1E | Scenario 2 | Scenario 2A | Scenario 2B | Scenario 2C | Scenario 2D | Scenario 3 | Scenario 3A | Scenario 3B | Scenario 3C | Scenario 3D | Scenario 4 | Scenario 4A | Scenario 4B | Scenario 4C | Scenario 4D | Scenario 5 | Scenario 5A | Scenario 5B | Scenario 5C | Scenario 5D | Scenario 6 | Scenario 7 | Scenario 7A | Scenario 7B | Scenario 7C | Scenario 7D | Scenario 7E | Scenario 8 | Scenario 9 | Scenario 9A | Scenario 9B | Scenario 9C | Scenario 9D | Scenario 9E | Scenario 10 | Scenario 10A | Scenario 10B
|  |  | 2017 | 0 | 0 | 0 | 0 | 0 | 0 | 0 | 0 | 0 | 0 | 0 | 0 | 0 | 0 | 0 | 0 | 0 | 0 | 0 | 0 | 0 | 0 | 0 | 0 | 0 | 0 | 0 | 0 | 0 | 0 | 0 | 0 | 0 | 0 | 0 | 0 | 0 | 0 | 0 | 0 | 0 | 0 | 0
|  |  | 2018 | 0 | 0 | 0 | 0 | 0 | 0 | 0 | 0 | 0 | 0 | 0 | 0 | 0 | 0 | 0 | 0 | 0 | 0 | 0 | 0 | 0 | 0 | 0 | 0 | 0 | 0 | 0 | 0 | 0 | 0 | 0 | 0 | 0 | 0 | 0 | 0 | 0 | 0 | 0 | 0 | 0 | 0 | 0
|  |  | 2019 | 0 | 0 | 0 | 0 | 0 | 0 | 0 | 0 | 0 | 0 | 0 | 0 | 0 | 0 | 0 | 0 | 0 | 0 | 0 | 0 | 0 | 0 | 0 | 0 | 0 | 0 | 0 | 0 | 0 | 0 | 0 | 0 | 0 | 0 | 0 | 0 | 0 | 0 | 0 | 0 | 0 | 0 | 0
|  |  | 2020 | 0 | 0 | 0 | 0 | 0 | 0 | 0 | 0 | 0 | 0 | 0 | 0 | 0 | 0 | 0 | 0 | 0 | 0 | 0 | 0 | 0 | 0 | 0 | 0 | 0 | 0 | 0 | 0 | 0 | 0 | 0 | 0 | 0 | 0 | 0 | 0 | 0 | 0 | 0 | 0 | 0 | 0 | 0
|  |  | 2021 | 0 | 0 | 0 | 0 | 0 | 0 | 0 | 0 | 0 | 0 | 0 | 0 | 0 | 0 | 0 | 0 | 0 | 0 | 0 | 0 | 0 | 0 | 0 | 0 | 0 | 0 | 0 | 0 | 0 | 0 | 0 | 0 | 0 | 0 | 0 | 0 | 0 | 0 | 0 | 0 | 0 | 0 | 0
|  |  | 2022 | 0 | 0 | 0 | 0 | 0 | 0 | 0 | 0 | 0 | 0 | 0 | 0 | 0 | 0 | 0 | 0 | 0 | 0 | 0 | 0 | 0 | 0 | 0 | 0 | 0 | 0 | 0 | 0 | 0 | 0 | 0 | 0 | 0 | 0 | 0 | 0 | 0 | 0 | 0 | 0 | 0 | 0 | 0
|  |  | 2023 | 0 | 2815406.0482 | 2815406.0482 | 2815406.0482 | 2815406.0482 | 2815406.0482 | 0 | 0 | 0 | 0 | 0 | 0 | 0 | 0 | 0 | 0 | 0 | 0 | 0 | 0 | 0 | 0 | 0 | 0 | 0 | 0 | 0 | 0 | 0 | 0 | 0 | 0 | 0 | 0 | 0 | 2815406.0482 | 2815406.0482 | 2815406.0482 | 2815406.0482 | 2815406.0482 | 0 | 0 | 0
|  |  | 2024 | 0 | 0 | 0 | 0 | 0 | 0 | 0 | 0 | 0 | 0 | 0 | 0 | 0 | 0 | 0 | 0 | 0 | 0 | 0 | 0 | 0 | 0 | 0 | 0 | 0 | 0 | 0 | 0 | 0 | 0 | 0 | 0 | 0 | 0 | 0 | 0 | 0 | 0 | 0 | 0 | 0 | 2871714.1691 | 2871714.1691
|  |  | 2025 | 0 | 0 | 0 | 0 | 0 | 0 | 0 | 0 | 0 | 0 | 0 | 0 | 0 | 0 | 0 | 0 | 0 | 0 | 0 | 0 | 0 | 0 | 0 | 0 | 0 | 0 | 0 | 0 | 0 | 0 | 0 | 0 | 0 | 0 | 0 | 0 | 0 | 0 | 0 | 0 | 2929148.4525 | 0 | 0
|  |  | 2026 | 0 | 0 | 0 | 0 | 0 | 0 | 0 | 0 | 0 | 0 | 0 | 0 | 0 | 0 | 0 | 0 | 0 | 0 | 0 | 0 | 0 | 0 | 0 | 0 | 0 | 0 | 0 | 0 | 0 | 0 | 0 | 0 | 0 | 0 | 0 | 0 | 0 | 0 | 0 | 0 | 0 | 0 | 0
|  |  | 2027 | 0 | 0 | 0 | 0 | 0 | 0 | 0 | 0 | 0 | 0 | 0 | 0 | 0 | 0 | 0 | 0 | 0 | 0 | 0 | 0 | 0 | 0 | 0 | 0 | 0 | 0 | 0 | 0 | 0 | 0 | 0 | 0 | 0 | 0 | 0 | 0 | 0 | 0 | 0 | 0 | 0 | 0 | 0
|  |  | 2028 | 0 | 0 | 0 | 0 | 0 | 0 | 0 | 0 | 0 | 0 | 0 | 0 | 0 | 0 | 0 | 0 | 0 | 0 | 0 | 0 | 0 | 0 | 0 | 0 | 0 | 0 | 0 | 0 | 0 | 0 | 0 | 0 | 0 | 0 | 0 | 0 | 0 | 0 | 0 | 0 | 0 | 0 | 0
|  |  | 2029 | 0 | 0 | 0 | 0 | 0 | 0 | 0 | 0 | 0 | 0 | 0 | 0 | 0 | 0 | 0 | 0 | 0 | 0 | 0 | 0 | 0 | 0 | 0 | 0 | 0 | 0 | 0 | 0 | 0 | 0 | 0 | 0 | 0 | 0 | 0 | 0 | 0 | 0 | 0 | 0 | 0 | 0 | 0
|  |  | 2030 | 0 | 0 | 0 | 0 | 0 | 0 | 0 | 0 | 0 | 0 | 0 | 0 | 0 | 0 | 0 | 0 | 0 | 0 | 0 | 0 | 0 | 0 | 0 | 0 | 0 | 3234016.5761 | 0 | 0 | 0 | 0 | 0 | 0 | 0 | 0 | 0 | 0 | 0 | 0 | 0 | 0 | 0 | 0 | 0
|  |  | 2031 | 0 | 0 | 0 | 0 | 0 | 0 | 0 | 0 | 0 | 0 | 0 | 0 | 0 | 0 | 0 | 0 | 0 | 0 | 0 | 0 | 0 | 0 | 0 | 0 | 0 | 0 | 0 | 0 | 0 | 0 | 0 | 0 | 0 | 0 | 0 | 0 | 0 | 0 | 0 | 0 | 0 | 0 | 0
|  |  | 2032 | 0 | 0 | 0 | 0 | 0 | 0 | 0 | 0 | 0 | 0 | 0 | 0 | 0 | 0 | 0 | 0 | 0 | 0 | 0 | 0 | 0 | 0 | 0 | 0 | 0 | 0 | 0 | 0 | 0 | 0 | 0 | 0 | 0 | 0 | 0 | 0 | 0 | 0 | 0 | 0 | 0 | 0 | 0
|  |  | 2033 | 0 | 0 | 0 | 0 | 0 | 0 | 0 | 0 | 0 | 0 | 0 | 0 | 0 | 0 | 0 | 0 | 0 | 0 | 0 | 0 | 0 | 0 | 0 | 0 | 0 | 0 | 0 | 0 | 0 | 0 | 0 | 0 | 0 | 0 | 0 | 0 | 0 | 0 | 0 | 0 | 0 | 0 | 0
|  |  | 2034 | 0 | 0 | 0 | 0 | 0 | 0 | 0 | 0 | 0 | 0 | 0 | 0 | 0 | 0 | 0 | 0 | 0 | 0 | 0 | 0 | 0 | 0 | 0 | 0 | 0 | 0 | 0 | 0 | 0 | 0 | 0 | 0 | 0 | 0 | 0 | 0 | 0 | 0 | 0 | 0 | 0 | 0 | 0
|  |  | 2035 | 0 | 0 | 0 | 0 | 0 | 0 | 0 | 0 | 0 | 0 | 0 | 0 | 0 | 0 | 0 | 0 | 0 | 0 | 0 | 0 | 0 | 0 | 0 | 0 | 0 | 0 | 0 | 0 | 0 | 0 | 0 | 0 | 0 | 0 | 0 | 0 | 0 | 0 | 0 | 0 | 0 | 0 | 0
|  |  | 2036 | 0 | 0 | 0 | 0 | 0 | 0 | 0 | 0 | 0 | 0 | 0 | 0 | 0 | 0 | 0 | 0 | 0 | 0 | 0 | 0 | 0 | 0 | 0 | 0 | 0 | 0 | 0 | 0 | 0 | 0 | 0 | 0 | 0 | 0 | 0 | 0 | 0 | 0 | 0 | 0 | 0 | 0 | 0
|  |  | 2037 | 0 | 0 | 0 | 0 | 0 | 0 | 0 | 0 | 0 | 0 | 0 | 0 | 0 | 0 | 0 | 0 | 0 | 0 | 0 | 0 | 0 | 0 | 0 | 0 | 0 | 0 | 0 | 0 | 0 | 0 | 0 | 0 | 0 | 0 | 0 | 0 | 0 | 0 | 0 | 0 | 0 | 0 | 0
|  |  | 2038 | 0 | 0 | 0 | 0 | 0 | 0 | 0 | 0 | 0 | 0 | 0 | 0 | 0 | 0 | 0 | 0 | 0 | 0 | 0 | 0 | 0 | 0 | 0 | 0 | 0 | 0 | 0 | 0 | 0 | 0 | 0 | 0 | 0 | 0 | 0 | 0 | 0 | 0 | 0 | 0 | 0 | 0 | 0
|  |  | 2039 | 0 | 0 | 0 | 0 | 0 | 0 | 0 | 0 | 0 | 0 | 0 | 0 | 0 | 0 | 0 | 0 | 0 | 0 | 0 | 0 | 0 | 0 | 0 | 0 | 0 | 0 | 0 | 0 | 0 | 0 | 0 | 0 | 0 | 0 | 0 | 0 | 0 | 0 | 0 | 0 | 0 | 0 | 0
|  |  | 2040 | 0 | 0 | 0 | 0 | 0 | 0 | 0 | 0 | 0 | 0 | 0 | 0 | 0 | 0 | 0 | 0 | 0 | 0 | 0 | 0 | 0 | 0 | 0 | 0 | 0 | 0 | 0 | 0 | 0 | 0 | 0 | 0 | 0 | 0 | 0 | 0 | 0 | 0 | 0 | 0 | 0 | 0 | 0
|  |  | 2041 | 0 | 0 | 0 | 0 | 0 | 0 | 0 | 0 | 0 | 0 | 0 | 0 | 0 | 0 | 0 | 0 | 0 | 0 | 0 | 0 | 0 | 0 | 0 | 0 | 0 | 0 | 0 | 0 | 0 | 0 | 0 | 0 | 0 | 0 | 0 | 0 | 0 | 0 | 0 | 0 | 0 | 0 | 0
|  |  | 2042 | 0 | 0 | 0 | 0 | 0 | 0 | 0 | 0 | 0 | 0 | 0 | 0 | 0 | 0 | 0 | 0 | 0 | 0 | 0 | 0 | 0 | 0 | 0 | 0 | 0 | 0 | 0 | 0 | 0 | 0 | 0 | 0 | 0 | 0 | 0 | 0 | 0 | 0 | 0 | 0 | 0 | 0 | 0
|  |  | 2043 | 0 | 0 | 0 | 0 | 0 | 0 | 0 | 0 | 0 | 0 | 0 | 0 | 0 | 0 | 0 | 0 | 0 | 0 | 0 | 0 | 0 | 0 | 0 | 0 | 0 | 0 | 0 | 0 | 0 | 0 | 0 | 0 | 0 | 0 | 0 | 0 | 0 | 0 | 0 | 0 | 0 | 0 | 0
|  |  | 2044 | 0 | 0 | 0 | 0 | 0 | 0 | 0 | 0 | 0 | 0 | 0 | 0 | 0 | 0 | 0 | 0 | 0 | 0 | 0 | 0 | 0 | 0 | 0 | 0 | 0 | 0 | 0 | 0 | 0 | 0 | 0 | 0 | 0 | 0 | 0 | 0 | 0 | 0 | 0 | 0 | 0 | 0 | 0
|  |  | 2045 | 0 | 0 | 0 | 0 | 0 | 0 | 0 | 0 | 0 | 0 | 0 | 0 | 0 | 0 | 0 | 0 | 0 | 0 | 0 | 0 | 0 | 0 | 0 | 0 | 0 | 0 | 0 | 0 | 0 | 0 | 0 | 0 | 0 | 0 | 0 | 0 | 0 | 0 | 0 | 0 | 0 | 0 | 0
|  |  | Total | 0 | 2815406.0482 | 2815406.0482 | 2815406.0482 | 2815406.0482 | 2815406.0482 | 0 | 0 | 0 | 0 | 0 | 0 | 0 | 0 | 0 | 0 | 0 | 0 | 0 | 0 | 0 | 0 | 0 | 0 | 0 | 3234016.5761 | 0 | 0 | 0 | 0 | 0 | 0 | 0 | 0 | 0 | 2815406.0482 | 2815406.0482 | 2815406.0482 | 2815406.0482 | 2815406.0482 | 2929148.4525 | 2871714.1691 | 2871714.1691
Count of Road and Pipeline
|  |  | Well Cat | Scenario 1 | Scenario 1A | Scenario 1B | Scenario 1C | Scenario 1D | Scenario 1E | Scenario 2 | Scenario 2A | Scenario 2B | Scenario 2C | Scenario 2D | Scenario 3 | Scenario 3A | Scenario 3B | Scenario 3C | Scenario 3D | Scenario 4 | Scenario 4A | Scenario 4B | Scenario 4C | Scenario 4D | Scenario 5 | Scenario 5A | Scenario 5B | Scenario 5C | Scenario 5D | Scenario 6 | Scenario 7 | Scenario 7A | Scenario 7B | Scenario 7C | Scenario 7D | Scenario 7E | Scenario 8 | Scenario 9 | Scenario 9A | Scenario 9B | Scenario 9C | Scenario 9D | Scenario 9E | Scenario 10 | Scenario 10A | Scenario 10B
|  |  | 2017 | 0 | 0 | 0 | 0 | 0 | 0 | 0 | 0 | 0 | 0 | 0 | 0 | 0 | 0 | 0 | 0 | 0 | 0 | 0 | 0 | 0 | 0 | 0 | 0 | 0 | 0 | 0 | 0 | 0 | 0 | 0 | 0 | 0 | 0 | 0 | 0 | 0 | 0 | 0 | 0 | 0 | 0 | 0
|  |  | 2018 | 1 | 1 | 1 | 1 | 1 | 1 | 1 | 1 | 1 | 1 | 1 | 1 | 1 | 1 | 1 | 1 | 1 | 1 | 1 | 1 | 1 | 1 | 1 | 1 | 1 | 1 | 1 | 1 | 1 | 1 | 1 | 1 | 1 | 1 | 0 | 1 | 1 | 1 | 1 | 1 | 1 | 1 | 1
|  |  | 2019 | 0 | 0 | 0 | 0 | 0 | 0 | 0 | 0 | 0 | 0 | 0 | 0 | 0 | 0 | 0 | 0 | 0 | 0 | 0 | 0 | 0 | 0 | 0 | 0 | 0 | 0 | 0 | 0 | 0 | 0 | 0 | 0 | 0 | 0 | 0 | 0 | 0 | 0 | 0 | 0 | 0 | 0 | 0
|  |  | 2020 | 1 | 1 | 1 | 1 | 1 | 1 | 0 | 0 | 1 | 0 | 0 | 0 | 0 | 1 | 0 | 0 | 0 | 0 | 1 | 0 | 0 | 0 | 0 | 1 | 0 | 0 | 0 | 0 | 0 | 0 | 0 | 0 | 0 | 0 | 0 | 1 | 1 | 1 | 1 | 1 | 0 | 1 | 1
|  |  | 2021 | 0 | 0 | 0 | 0 | 0 | 0 | 0 | 0 | 0 | 0 | 0 | 0 | 0 | 0 | 0 | 0 | 0 | 1 | 0 | 0 | 0 | 0 | 1 | 0 | 0 | 0 | 0 | 0 | 0 | 0 | 0 | 0 | 0 | 0 | 0 | 0 | 0 | 0 | 0 | 0 | 1 | 0 | 0
|  |  | 2022 | 0 | 0 | 0 | 0 | 0 | 0 | 0 | 1 | 0 | 0 | 1 | 0 | 0 | 0 | 0 | 1 | 0 | 0 | 0 | 0 | 1 | 0 | 0 | 0 | 0 | 1 | 0 | 0 | 1 | 1 | 1 | 0 | 0 | 0 | 0 | 0 | 0 | 0 | 0 | 0 | 0 | 0 | 0
|  |  | 2023 | 0 | 1 | 1 | 1 | 1 | 1 | 0 | 0 | 0 | 0 | 0 | 0 | 0 | 0 | 0 | 0 | 0 | 0 | 0 | 0 | 0 | 0 | 0 | 0 | 0 | 0 | 0 | 0 | 0 | 0 | 0 | 0 | 0 | 0 | 0 | 1 | 1 | 1 | 1 | 1 | 0 | 0 | 0
|  |  | 2024 | 0 | 0 | 0 | 0 | 0 | 0 | 1 | 0 | 0 | 0 | 0 | 0 | 0 | 0 | 0 | 0 | 1 | 0 | 0 | 0 | 0 | 1 | 0 | 0 | 0 | 0 | 1 | 0 | 0 | 0 | 0 | 0 | 0 | 0 | 0 | 0 | 0 | 0 | 0 | 0 | 0 | 1 | 1
|  |  | 2025 | 0 | 0 | 0 | 1 | 1 | 1 | 0 | 0 | 0 | 0 | 0 | 0 | 0 | 0 | 0 | 0 | 0 | 0 | 0 | 0 | 0 | 0 | 0 | 0 | 0 | 0 | 0 | 0 | 0 | 0 | 0 | 0 | 0 | 1 | 0 | 0 | 1 | 1 | 1 | 1 | 1 | 0 | 0
|  |  | 2026 | 0 | 0 | 0 | 0 | 0 | 0 | 0 | 0 | 0 | 0 | 0 | 0 | 0 | 0 | 0 | 0 | 0 | 0 | 0 | 0 | 0 | 0 | 0 | 0 | 0 | 0 | 0 | 0 | 0 | 0 | 0 | 0 | 0 | 0 | 0 | 0 | 0 | 0 | 0 | 0 | 0 | 0 | 0
|  |  | 2027 | 0 | 0 | 0 | 0 | 1 | 1 | 0 | 0 | 0 | 0 | 0 | 0 | 0 | 0 | 0 | 0 | 0 | 0 | 0 | 0 | 0 | 0 | 0 | 0 | 0 | 0 | 0 | 0 | 0 | 0 | 0 | 0 | 0 | 0 | 0 | 1 | 1 | 1 | 1 | 1 | 0 | 0 | 0
|  |  | 2028 | 0 | 0 | 0 | 0 | 0 | 0 | 0 | 0 | 0 | 0 | 0 | 0 | 0 | 0 | 0 | 0 | 0 | 0 | 0 | 0 | 0 | 0 | 0 | 0 | 0 | 0 | 0 | 0 | 0 | 0 | 0 | 0 | 0 | 0 | 0 | 0 | 0 | 0 | 0 | 0 | 0 | 0 | 0
|  |  | 2029 | 0 | 0 | 0 | 0 | 0 | 1 | 0 | 0 | 0 | 0 | 0 | 0 | 0 | 0 | 0 | 0 | 0 | 0 | 0 | 0 | 0 | 0 | 0 | 0 | 0 | 0 | 0 | 0 | 0 | 0 | 0 | 0 | 0 | 0 | 0 | 0 | 1 | 0 | 1 | 1 | 0 | 0 | 0
|  |  | 2030 | 0 | 0 | 0 | 0 | 0 | 1 | 0 | 0 | 0 | 0 | 0 | 0 | 0 | 0 | 0 | 0 | 0 | 0 | 0 | 0 | 0 | 0 | 0 | 0 | 0 | 1 | 0 | 0 | 0 | 0 | 0 | 0 | 0 | 0 | 0 | 0 | 1 | 0 | 0 | 0 | 0 | 0 | 0
|  |  | 2031 | 0 | 0 | 0 | 0 | 0 | 0 | 0 | 0 | 0 | 0 | 0 | 0 | 0 | 0 | 0 | 0 | 0 | 0 | 0 | 0 | 0 | 0 | 0 | 0 | 0 | 0 | 0 | 0 | 0 | 0 | 0 | 0 | 0 | 0 | 0 | 0 | 0 | 0 | 0 | 0 | 0 | 0 | 0
|  |  | 2032 | 0 | 0 | 0 | 0 | 0 | 0 | 0 | 0 | 0 | 0 | 0 | 0 | 0 | 0 | 0 | 0 | 0 | 0 | 0 | 0 | 0 | 0 | 0 | 0 | 0 | 0 | 0 | 0 | 0 | 0 | 0 | 0 | 0 | 0 | 0 | 0 | 0 | 0 | 0 | 0 | 0 | 0 | 0
|  |  | 2033 | 0 | 0 | 0 | 0 | 0 | 0 | 0 | 0 | 0 | 0 | 0 | 0 | 0 | 0 | 0 | 0 | 0 | 0 | 0 | 0 | 0 | 0 | 0 | 0 | 0 | 0 | 0 | 0 | 0 | 0 | 0 | 0 | 0 | 0 | 0 | 0 | 0 | 0 | 0 | 0 | 0 | 0 | 0
|  |  | 2034 | 0 | 0 | 0 | 0 | 0 | 0 | 0 | 0 | 0 | 0 | 0 | 0 | 0 | 0 | 0 | 0 | 0 | 0 | 0 | 0 | 0 | 0 | 0 | 0 | 0 | 0 | 0 | 0 | 0 | 0 | 0 | 0 | 0 | 0 | 0 | 0 | 0 | 0 | 0 | 0 | 0 | 0 | 0
|  |  | 2035 | 0 | 0 | 0 | 0 | 0 | 0 | 0 | 0 | 0 | 0 | 0 | 0 | 0 | 0 | 0 | 0 | 0 | 0 | 0 | 0 | 0 | 0 | 0 | 0 | 0 | 0 | 0 | 0 | 0 | 0 | 0 | 0 | 0 | 0 | 0 | 0 | 0 | 0 | 0 | 0 | 0 | 0 | 0
|  |  | 2036 | 0 | 0 | 0 | 0 | 0 | 0 | 0 | 0 | 0 | 0 | 0 | 0 | 0 | 0 | 0 | 0 | 0 | 0 | 0 | 0 | 0 | 0 | 0 | 0 | 0 | 0 | 0 | 0 | 0 | 0 | 0 | 0 | 0 | 0 | 0 | 0 | 0 | 0 | 0 | 0 | 0 | 0 | 0
|  |  | 2037 | 0 | 0 | 0 | 0 | 0 | 0 | 0 | 0 | 0 | 0 | 0 | 0 | 0 | 0 | 0 | 0 | 0 | 0 | 0 | 0 | 0 | 0 | 0 | 0 | 0 | 0 | 0 | 0 | 0 | 0 | 0 | 0 | 0 | 0 | 0 | 0 | 0 | 0 | 0 | 0 | 0 | 0 | 0
|  |  | 2038 | 0 | 0 | 0 | 0 | 0 | 0 | 0 | 0 | 0 | 0 | 0 | 0 | 0 | 0 | 0 | 0 | 0 | 0 | 0 | 0 | 0 | 0 | 0 | 0 | 0 | 0 | 0 | 0 | 0 | 0 | 0 | 0 | 0 | 0 | 0 | 0 | 0 | 0 | 0 | 0 | 0 | 0 | 0
|  |  | 2039 | 0 | 0 | 0 | 0 | 0 | 0 | 0 | 0 | 0 | 0 | 0 | 0 | 0 | 0 | 0 | 0 | 0 | 0 | 0 | 0 | 0 | 0 | 0 | 0 | 0 | 0 | 0 | 0 | 0 | 0 | 0 | 0 | 0 | 0 | 0 | 0 | 0 | 0 | 0 | 0 | 0 | 0 | 0
|  |  | 2040 | 0 | 0 | 0 | 0 | 0 | 0 | 0 | 0 | 0 | 0 | 0 | 0 | 0 | 0 | 0 | 0 | 0 | 0 | 0 | 0 | 0 | 0 | 0 | 0 | 0 | 0 | 0 | 0 | 0 | 0 | 0 | 0 | 0 | 0 | 0 | 0 | 0 | 0 | 0 | 0 | 0 | 0 | 0
|  |  | 2041 | 0 | 0 | 0 | 0 | 0 | 0 | 0 | 0 | 0 | 0 | 0 | 0 | 0 | 0 | 0 | 0 | 0 | 0 | 0 | 0 | 0 | 0 | 0 | 0 | 0 | 0 | 0 | 0 | 0 | 0 | 0 | 0 | 0 | 0 | 0 | 0 | 0 | 0 | 0 | 0 | 0 | 0 | 0
|  |  | 2042 | 0 | 0 | 0 | 0 | 0 | 0 | 0 | 0 | 0 | 0 | 0 | 0 | 0 | 0 | 0 | 0 | 0 | 0 | 0 | 0 | 0 | 0 | 0 | 0 | 0 | 0 | 0 | 0 | 0 | 0 | 0 | 0 | 0 | 0 | 0 | 0 | 0 | 0 | 0 | 0 | 0 | 0 | 0
|  |  | 2043 | 0 | 0 | 0 | 0 | 0 | 0 | 0 | 0 | 0 | 0 | 0 | 0 | 0 | 0 | 0 | 0 | 0 | 0 | 0 | 0 | 0 | 0 | 0 | 0 | 0 | 0 | 0 | 0 | 0 | 0 | 0 | 0 | 0 | 0 | 0 | 0 | 0 | 0 | 0 | 0 | 0 | 0 | 0
|  |  | 2044 | 0 | 0 | 0 | 0 | 0 | 0 | 0 | 0 | 0 | 0 | 0 | 0 | 0 | 0 | 0 | 0 | 0 | 0 | 0 | 0 | 0 | 0 | 0 | 0 | 0 | 0 | 0 | 0 | 0 | 0 | 0 | 0 | 0 | 0 | 0 | 0 | 0 | 0 | 0 | 0 | 0 | 0 | 0
|  |  | 2045 | 0 | 0 | 0 | 0 | 0 | 0 | 0 | 0 | 0 | 0 | 0 | 0 | 0 | 0 | 0 | 0 | 0 | 0 | 0 | 0 | 0 | 0 | 0 | 0 | 0 | 0 | 0 | 0 | 0 | 0 | 0 | 0 | 0 | 0 | 0 | 0 | 0 | 0 | 0 | 0 | 0 | 0 | 0
|  |  | Total | 2 | 3 | 3 | 4 | 5 | 7 | 2 | 2 | 2 | 1 | 2 | 1 | 1 | 2 | 1 | 2 | 2 | 2 | 2 | 1 | 2 | 2 | 2 | 2 | 1 | 3 | 2 | 1 | 2 | 2 | 2 | 1 | 1 | 2 | 0 | 4 | 7 | 5 | 6 | 6 | 3 | 3 | 3
Phases of Road and Pipeline
|  |  | Well Cat | Scenario 1 | Scenario 1A | Scenario 1B | Scenario 1C | Scenario 1D | Scenario 1E | Scenario 2 | Scenario 2A | Scenario 2B | Scenario 2C | Scenario 2D | Scenario 3 | Scenario 3A | Scenario 3B | Scenario 3C | Scenario 3D | Scenario 4 | Scenario 4A | Scenario 4B | Scenario 4C | Scenario 4D | Scenario 5 | Scenario 5A | Scenario 5B | Scenario 5C | Scenario 5D | Scenario 6 | Scenario 7 | Scenario 7A | Scenario 7B | Scenario 7C | Scenario 7D | Scenario 7E | Scenario 8 | Scenario 9 | Scenario 9A | Scenario 9B | Scenario 9C | Scenario 9D | Scenario 9E | Scenario 10 | Scenario 10A | Scenario 10B
|  |  | 2017 | 0 | 0 | 0 | 0 | 0 | 0 | 0 | 0 | 0 | 0 | 0 | 0 | 0 | 0 | 0 | 0 | 0 | 0 | 0 | 0 | 0 | 0 | 0 | 0 | 0 | 0 | 0 | 0 | 0 | 0 | 0 | 0 | 0 | 0 | 0 | 0 | 0 | 0 | 0 | 0 | 0 | 0 | 0
|  |  | 2018 | 1 | 1 | 1 | 1 | 1 | 1 | 1 | 1 | 1 | 1 | 1 | 1 | 1 | 1 | 1 | 1 | 1 | 1 | 1 | 1 | 1 | 1 | 1 | 1 | 1 | 1 | 1 | 1 | 1 | 1 | 1 | 1 | 1 | 1 | 0 | 1 | 1 | 1 | 1 | 1 | 1 | 1 | 1
|  |  | 2019 | 0 | 0 | 0 | 0 | 0 | 0 | 0 | 0 | 0 | 0 | 0 | 0 | 0 | 0 | 0 | 0 | 0 | 0 | 0 | 0 | 0 | 0 | 0 | 0 | 0 | 0 | 0 | 0 | 0 | 0 | 0 | 0 | 0 | 0 | 0 | 0 | 0 | 0 | 0 | 0 | 0 | 0 | 0
|  |  | 2020 | 2 | 2 | 2 | 2 | 2 | 2 | 0 | 0 | 2 | 0 | 0 | 0 | 0 | 2 | 0 | 0 | 0 | 0 | 2 | 0 | 0 | 0 | 0 | 2 | 0 | 0 | 0 | 0 | 0 | 0 | 0 | 0 | 0 | 0 | 0 | 2 | 2 | 2 | 2 | 2 | 0 | 2 | 2
|  |  | 2021 | 0 | 0 | 0 | 0 | 0 | 0 | 0 | 0 | 0 | 0 | 0 | 0 | 0 | 0 | 0 | 0 | 0 | 2 | 0 | 0 | 0 | 0 | 2 | 0 | 0 | 0 | 0 | 0 | 0 | 0 | 0 | 0 | 0 | 0 | 0 | 0 | 0 | 0 | 0 | 0 | 2 | 0 | 0
|  |  | 2022 | 0 | 0 | 0 | 0 | 0 | 0 | 0 | 2 | 0 | 0 | 2 | 0 | 0 | 0 | 0 | 2 | 0 | 0 | 0 | 0 | 2 | 0 | 0 | 0 | 0 | 2 | 0 | 0 | 2 | 2 | 2 | 0 | 0 | 0 | 0 | 0 | 0 | 0 | 0 | 0 | 0 | 0 | 0
|  |  | 2023 | 0 | 3 | 3 | 3 | 3 | 3 | 0 | 0 | 0 | 0 | 0 | 0 | 0 | 0 | 0 | 0 | 0 | 0 | 0 | 0 | 0 | 0 | 0 | 0 | 0 | 0 | 0 | 0 | 0 | 0 | 0 | 0 | 0 | 0 | 0 | 3 | 3 | 3 | 3 | 3 | 0 | 0 | 0
|  |  | 2024 | 0 | 0 | 0 | 0 | 0 | 0 | 2 | 0 | 0 | 0 | 0 | 0 | 0 | 0 | 0 | 0 | 2 | 0 | 0 | 0 | 0 | 2 | 0 | 0 | 0 | 0 | 2 | 0 | 0 | 0 | 0 | 0 | 0 | 0 | 0 | 0 | 0 | 0 | 0 | 0 | 0 | 3 | 3
|  |  | 2025 | 0 | 0 | 0 | 4 | 4 | 4 | 0 | 0 | 0 | 0 | 0 | 0 | 0 | 0 | 0 | 0 | 0 | 0 | 0 | 0 | 0 | 0 | 0 | 0 | 0 | 0 | 0 | 0 | 0 | 0 | 0 | 0 | 0 | 2 | 0 | 0 | 4 | 4 | 4 | 4 | 3 | 0 | 0
|  |  | 2026 | 0 | 0 | 0 | 0 | 0 | 0 | 0 | 0 | 0 | 0 | 0 | 0 | 0 | 0 | 0 | 0 | 0 | 0 | 0 | 0 | 0 | 0 | 0 | 0 | 0 | 0 | 0 | 0 | 0 | 0 | 0 | 0 | 0 | 0 | 0 | 0 | 0 | 0 | 0 | 0 | 0 | 0 | 0
|  |  | 2027 | 0 | 0 | 0 | 0 | 5 | 5 | 0 | 0 | 0 | 0 | 0 | 0 | 0 | 0 | 0 | 0 | 0 | 0 | 0 | 0 | 0 | 0 | 0 | 0 | 0 | 0 | 0 | 0 | 0 | 0 | 0 | 0 | 0 | 0 | 0 | 4 | 5 | 5 | 5 | 5 | 0 | 0 | 0
|  |  | 2028 | 0 | 0 | 0 | 0 | 0 | 0 | 0 | 0 | 0 | 0 | 0 | 0 | 0 | 0 | 0 | 0 | 0 | 0 | 0 | 0 | 0 | 0 | 0 | 0 | 0 | 0 | 0 | 0 | 0 | 0 | 0 | 0 | 0 | 0 | 0 | 0 | 0 | 0 | 0 | 0 | 0 | 0 | 0
|  |  | 2029 | 0 | 0 | 0 | 0 | 0 | 6 | 0 | 0 | 0 | 0 | 0 | 0 | 0 | 0 | 0 | 0 | 0 | 0 | 0 | 0 | 0 | 0 | 0 | 0 | 0 | 0 | 0 | 0 | 0 | 0 | 0 | 0 | 0 | 0 | 0 | 0 | 6 | 0 | 6 | 6 | 0 | 0 | 0
|  |  | 2030 | 0 | 0 | 0 | 0 | 0 | 7 | 0 | 0 | 0 | 0 | 0 | 0 | 0 | 0 | 0 | 0 | 0 | 0 | 0 | 0 | 0 | 0 | 0 | 0 | 0 | 3 | 0 | 0 | 0 | 0 | 0 | 0 | 0 | 0 | 0 | 0 | 7 | 0 | 0 | 0 | 0 | 0 | 0
|  |  | 2031 | 0 | 0 | 0 | 0 | 0 | 0 | 0 | 0 | 0 | 0 | 0 | 0 | 0 | 0 | 0 | 0 | 0 | 0 | 0 | 0 | 0 | 0 | 0 | 0 | 0 | 0 | 0 | 0 | 0 | 0 | 0 | 0 | 0 | 0 | 0 | 0 | 0 | 0 | 0 | 0 | 0 | 0 | 0
|  |  | 2032 | 0 | 0 | 0 | 0 | 0 | 0 | 0 | 0 | 0 | 0 | 0 | 0 | 0 | 0 | 0 | 0 | 0 | 0 | 0 | 0 | 0 | 0 | 0 | 0 | 0 | 0 | 0 | 0 | 0 | 0 | 0 | 0 | 0 | 0 | 0 | 0 | 0 | 0 | 0 | 0 | 0 | 0 | 0
|  |  | 2033 | 0 | 0 | 0 | 0 | 0 | 0 | 0 | 0 | 0 | 0 | 0 | 0 | 0 | 0 | 0 | 0 | 0 | 0 | 0 | 0 | 0 | 0 | 0 | 0 | 0 | 0 | 0 | 0 | 0 | 0 | 0 | 0 | 0 | 0 | 0 | 0 | 0 | 0 | 0 | 0 | 0 | 0 | 0
|  |  | 2034 | 0 | 0 | 0 | 0 | 0 | 0 | 0 | 0 | 0 | 0 | 0 | 0 | 0 | 0 | 0 | 0 | 0 | 0 | 0 | 0 | 0 | 0 | 0 | 0 | 0 | 0 | 0 | 0 | 0 | 0 | 0 | 0 | 0 | 0 | 0 | 0 | 0 | 0 | 0 | 0 | 0 | 0 | 0
|  |  | 2035 | 0 | 0 | 0 | 0 | 0 | 0 | 0 | 0 | 0 | 0 | 0 | 0 | 0 | 0 | 0 | 0 | 0 | 0 | 0 | 0 | 0 | 0 | 0 | 0 | 0 | 0 | 0 | 0 | 0 | 0 | 0 | 0 | 0 | 0 | 0 | 0 | 0 | 0 | 0 | 0 | 0 | 0 | 0
|  |  | 2036 | 0 | 0 | 0 | 0 | 0 | 0 | 0 | 0 | 0 | 0 | 0 | 0 | 0 | 0 | 0 | 0 | 0 | 0 | 0 | 0 | 0 | 0 | 0 | 0 | 0 | 0 | 0 | 0 | 0 | 0 | 0 | 0 | 0 | 0 | 0 | 0 | 0 | 0 | 0 | 0 | 0 | 0 | 0
|  |  | 2037 | 0 | 0 | 0 | 0 | 0 | 0 | 0 | 0 | 0 | 0 | 0 | 0 | 0 | 0 | 0 | 0 | 0 | 0 | 0 | 0 | 0 | 0 | 0 | 0 | 0 | 0 | 0 | 0 | 0 | 0 | 0 | 0 | 0 | 0 | 0 | 0 | 0 | 0 | 0 | 0 | 0 | 0 | 0
|  |  | 2038 | 0 | 0 | 0 | 0 | 0 | 0 | 0 | 0 | 0 | 0 | 0 | 0 | 0 | 0 | 0 | 0 | 0 | 0 | 0 | 0 | 0 | 0 | 0 | 0 | 0 | 0 | 0 | 0 | 0 | 0 | 0 | 0 | 0 | 0 | 0 | 0 | 0 | 0 | 0 | 0 | 0 | 0 | 0
|  |  | 2039 | 0 | 0 | 0 | 0 | 0 | 0 | 0 | 0 | 0 | 0 | 0 | 0 | 0 | 0 | 0 | 0 | 0 | 0 | 0 | 0 | 0 | 0 | 0 | 0 | 0 | 0 | 0 | 0 | 0 | 0 | 0 | 0 | 0 | 0 | 0 | 0 | 0 | 0 | 0 | 0 | 0 | 0 | 0
|  |  | 2040 | 0 | 0 | 0 | 0 | 0 | 0 | 0 | 0 | 0 | 0 | 0 | 0 | 0 | 0 | 0 | 0 | 0 | 0 | 0 | 0 | 0 | 0 | 0 | 0 | 0 | 0 | 0 | 0 | 0 | 0 | 0 | 0 | 0 | 0 | 0 | 0 | 0 | 0 | 0 | 0 | 0 | 0 | 0
|  |  | 2041 | 0 | 0 | 0 | 0 | 0 | 0 | 0 | 0 | 0 | 0 | 0 | 0 | 0 | 0 | 0 | 0 | 0 | 0 | 0 | 0 | 0 | 0 | 0 | 0 | 0 | 0 | 0 | 0 | 0 | 0 | 0 | 0 | 0 | 0 | 0 | 0 | 0 | 0 | 0 | 0 | 0 | 0 | 0
|  |  | 2042 | 0 | 0 | 0 | 0 | 0 | 0 | 0 | 0 | 0 | 0 | 0 | 0 | 0 | 0 | 0 | 0 | 0 | 0 | 0 | 0 | 0 | 0 | 0 | 0 | 0 | 0 | 0 | 0 | 0 | 0 | 0 | 0 | 0 | 0 | 0 | 0 | 0 | 0 | 0 | 0 | 0 | 0 | 0
|  |  | 2043 | 0 | 0 | 0 | 0 | 0 | 0 | 0 | 0 | 0 | 0 | 0 | 0 | 0 | 0 | 0 | 0 | 0 | 0 | 0 | 0 | 0 | 0 | 0 | 0 | 0 | 0 | 0 | 0 | 0 | 0 | 0 | 0 | 0 | 0 | 0 | 0 | 0 | 0 | 0 | 0 | 0 | 0 | 0
|  |  | 2044 | 0 | 0 | 0 | 0 | 0 | 0 | 0 | 0 | 0 | 0 | 0 | 0 | 0 | 0 | 0 | 0 | 0 | 0 | 0 | 0 | 0 | 0 | 0 | 0 | 0 | 0 | 0 | 0 | 0 | 0 | 0 | 0 | 0 | 0 | 0 | 0 | 0 | 0 | 0 | 0 | 0 | 0 | 0
|  |  | 2045 | 0 | 0 | 0 | 0 | 0 | 0 | 0 | 0 | 0 | 0 | 0 | 0 | 0 | 0 | 0 | 0 | 0 | 0 | 0 | 0 | 0 | 0 | 0 | 0 | 0 | 0 | 0 | 0 | 0 | 0 | 0 | 0 | 0 | 0 | 0 | 0 | 0 | 0 | 0 | 0 | 0 | 0 | 0
Costs of Road and Pipeline
|  |  | Well Cat | Scenario 1 | Scenario 1A | Scenario 1B | Scenario 1C | Scenario 1D | Scenario 1E | Scenario 2 | Scenario 2A | Scenario 2B | Scenario 2C | Scenario 2D | Scenario 3 | Scenario 3A | Scenario 3B | Scenario 3C | Scenario 3D | Scenario 4 | Scenario 4A | Scenario 4B | Scenario 4C | Scenario 4D | Scenario 5 | Scenario 5A | Scenario 5B | Scenario 5C | Scenario 5D | Scenario 6 | Scenario 7 | Scenario 7A | Scenario 7B | Scenario 7C | Scenario 7D | Scenario 7E | Scenario 8 | Scenario 9 | Scenario 9A | Scenario 9B | Scenario 9C | Scenario 9D | Scenario 9E | Scenario 10 | Scenario 10A | Scenario 10B
|  |  | 2017 | 0 | 0 | 0 | 0 | 0 | 0 | 0 | 0 | 0 | 0 | 0 | 0 | 0 | 0 | 0 | 0 | 0 | 0 | 0 | 0 | 0 | 0 | 0 | 0 | 0 | 0 | 0 | 0 | 0 | 0 | 0 | 0 | 0 | 0 | 0 | 0 | 0 | 0 | 0 | 0 | 0 | 0 | 0
|  |  | 2018 | 2856000 | 2856000 | 2856000 | 2856000 | 2856000 | 2856000 | 2856000 | 2856000 | 2856000 | 2856000 | 2856000 | 2856000 | 2856000 | 2856000 | 2856000 | 2856000 | 2856000 | 2856000 | 2856000 | 2856000 | 2856000 | 2856000 | 2856000 | 2856000 | 2856000 | 2856000 | 2856000 | 2856000 | 2856000 | 2856000 | 2856000 | 2856000 | 2856000 | 2856000 | 0 | 2856000 | 2856000 | 2856000 | 2856000 | 2856000 | 2856000 | 2856000 | 2856000
|  |  | 2019 | 0 | 0 | 0 | 0 | 0 | 0 | 0 | 0 | 0 | 0 | 0 | 0 | 0 | 0 | 0 | 0 | 0 | 0 | 0 | 0 | 0 | 0 | 0 | 0 | 0 | 0 | 0 | 0 | 0 | 0 | 0 | 0 | 0 | 0 | 0 | 0 | 0 | 0 | 0 | 0 | 0 | 0 | 0
|  |  | 2020 | 1061208 | 1061208 | 1061208 | 1061208 | 1061208 | 1061208 | 0 | 0 | 1061208 | 0 | 0 | 0 | 0 | 1061208 | 0 | 0 | 0 | 0 | 1061208 | 0 | 0 | 0 | 0 | 1061208 | 0 | 0 | 0 | 0 | 0 | 0 | 0 | 0 | 0 | 0 | 0 | 1061208 | 1061208 | 1061208 | 1061208 | 1061208 | 0 | 1061208 | 1061208
|  |  | 2021 | 0 | 0 | 0 | 0 | 0 | 0 | 0 | 0 | 0 | 0 | 0 | 0 | 0 | 0 | 0 | 0 | 0 | 1082432.16 | 0 | 0 | 0 | 0 | 1082432.16 | 0 | 0 | 0 | 0 | 0 | 0 | 0 | 0 | 0 | 0 | 0 | 0 | 0 | 0 | 0 | 0 | 0 | 1082432.16 | 0 | 0
|  |  | 2022 | 0 | 0 | 0 | 0 | 0 | 0 | 0 | 1104080.8032 | 0 | 0 | 1104080.8032 | 0 | 0 | 0 | 0 | 1104080.8032 | 0 | 0 | 0 | 0 | 1104080.8032 | 0 | 0 | 0 | 0 | 1104080.8032 | 0 | 0 | 1104080.8032 | 1104080.8032 | 1104080.8032 | 0 | 0 | 0 | 0 | 0 | 0 | 0 | 0 | 0 | 0 | 0 | 0
|  |  | 2023 | 0 | 844621.8144 | 844621.8144 | 844621.8144 | 844621.8144 | 844621.8144 | 0 | 0 | 0 | 0 | 0 | 0 | 0 | 0 | 0 | 0 | 0 | 0 | 0 | 0 | 0 | 0 | 0 | 0 | 0 | 0 | 0 | 0 | 0 | 0 | 0 | 0 | 0 | 0 | 0 | 844621.8144 | 844621.8144 | 844621.8144 | 844621.8144 | 844621.8144 | 0 | 0 | 0
|  |  | 2024 | 0 | 0 | 0 | 0 | 0 | 0 | 1148685.6676 | 0 | 0 | 0 | 0 | 0 | 0 | 0 | 0 | 0 | 1148685.6676 | 0 | 0 | 0 | 0 | 1148685.6676 | 0 | 0 | 0 | 0 | 1148685.6676 | 0 | 0 | 0 | 0 | 0 | 0 | 0 | 0 | 0 | 0 | 0 | 0 | 0 | 0 | 861514.2507 | 861514.2507
|  |  | 2025 | 0 | 0 | 0 | 702995.6286 | 702995.6286 | 702995.6286 | 0 | 0 | 0 | 0 | 0 | 0 | 0 | 0 | 0 | 0 | 0 | 0 | 0 | 0 | 0 | 0 | 0 | 0 | 0 | 0 | 0 | 0 | 0 | 0 | 0 | 0 | 0 | 1171659.381 | 0 | 0 | 702995.6286 | 702995.6286 | 702995.6286 | 702995.6286 | 878744.5358 | 0 | 0
|  |  | 2026 | 0 | 0 | 0 | 0 | 0 | 0 | 0 | 0 | 0 | 0 | 0 | 0 | 0 | 0 | 0 | 0 | 0 | 0 | 0 | 0 | 0 | 0 | 0 | 0 | 0 | 0 | 0 | 0 | 0 | 0 | 0 | 0 | 0 | 0 | 0 | 0 | 0 | 0 | 0 | 0 | 0 | 0 | 0
|  |  | 2027 | 0 | 0 | 0 | 0 | 609497.21 | 609497.21 | 0 | 0 | 0 | 0 | 0 | 0 | 0 | 0 | 0 | 0 | 0 | 0 | 0 | 0 | 0 | 0 | 0 | 0 | 0 | 0 | 0 | 0 | 0 | 0 | 0 | 0 | 0 | 0 | 0 | 731396.652 | 609497.21 | 609497.21 | 609497.21 | 609497.21 | 0 | 0 | 0
|  |  | 2028 | 0 | 0 | 0 | 0 | 0 | 0 | 0 | 0 | 0 | 0 | 0 | 0 | 0 | 0 | 0 | 0 | 0 | 0 | 0 | 0 | 0 | 0 | 0 | 0 | 0 | 0 | 0 | 0 | 0 | 0 | 0 | 0 | 0 | 0 | 0 | 0 | 0 | 0 | 0 | 0 | 0 | 0 | 0
|  |  | 2029 | 0 | 0 | 0 | 0 | 0 | 507296.7178 | 0 | 0 | 0 | 0 | 0 | 0 | 0 | 0 | 0 | 0 | 0 | 0 | 0 | 0 | 0 | 0 | 0 | 0 | 0 | 0 | 0 | 0 | 0 | 0 | 0 | 0 | 0 | 0 | 0 | 0 | 507296.7178 | 0 | 507296.7178 | 507296.7178 | 0 | 0 | 0
|  |  | 2030 | 0 | 0 | 0 | 0 | 0 | 517442.6522 | 0 | 0 | 0 | 0 | 0 | 0 | 0 | 0 | 0 | 0 | 0 | 0 | 0 | 0 | 0 | 0 | 0 | 0 | 0 | 970204.9728 | 0 | 0 | 0 | 0 | 0 | 0 | 0 | 0 | 0 | 0 | 517442.6522 | 0 | 0 | 0 | 0 | 0 | 0
|  |  | 2031 | 0 | 0 | 0 | 0 | 0 | 0 | 0 | 0 | 0 | 0 | 0 | 0 | 0 | 0 | 0 | 0 | 0 | 0 | 0 | 0 | 0 | 0 | 0 | 0 | 0 | 0 | 0 | 0 | 0 | 0 | 0 | 0 | 0 | 0 | 0 | 0 | 0 | 0 | 0 | 0 | 0 | 0 | 0
|  |  | 2032 | 0 | 0 | 0 | 0 | 0 | 0 | 0 | 0 | 0 | 0 | 0 | 0 | 0 | 0 | 0 | 0 | 0 | 0 | 0 | 0 | 0 | 0 | 0 | 0 | 0 | 0 | 0 | 0 | 0 | 0 | 0 | 0 | 0 | 0 | 0 | 0 | 0 | 0 | 0 | 0 | 0 | 0 | 0
|  |  | 2033 | 0 | 0 | 0 | 0 | 0 | 0 | 0 | 0 | 0 | 0 | 0 | 0 | 0 | 0 | 0 | 0 | 0 | 0 | 0 | 0 | 0 | 0 | 0 | 0 | 0 | 0 | 0 | 0 | 0 | 0 | 0 | 0 | 0 | 0 | 0 | 0 | 0 | 0 | 0 | 0 | 0 | 0 | 0
|  |  | 2034 | 0 | 0 | 0 | 0 | 0 | 0 | 0 | 0 | 0 | 0 | 0 | 0 | 0 | 0 | 0 | 0 | 0 | 0 | 0 | 0 | 0 | 0 | 0 | 0 | 0 | 0 | 0 | 0 | 0 | 0 | 0 | 0 | 0 | 0 | 0 | 0 | 0 | 0 | 0 | 0 | 0 | 0 | 0
|  |  | 2035 | 0 | 0 | 0 | 0 | 0 | 0 | 0 | 0 | 0 | 0 | 0 | 0 | 0 | 0 | 0 | 0 | 0 | 0 | 0 | 0 | 0 | 0 | 0 | 0 | 0 | 0 | 0 | 0 | 0 | 0 | 0 | 0 | 0 | 0 | 0 | 0 | 0 | 0 | 0 | 0 | 0 | 0 | 0
|  |  | 2036 | 0 | 0 | 0 | 0 | 0 | 0 | 0 | 0 | 0 | 0 | 0 | 0 | 0 | 0 | 0 | 0 | 0 | 0 | 0 | 0 | 0 | 0 | 0 | 0 | 0 | 0 | 0 | 0 | 0 | 0 | 0 | 0 | 0 | 0 | 0 | 0 | 0 | 0 | 0 | 0 | 0 | 0 | 0
|  |  | 2037 | 0 | 0 | 0 | 0 | 0 | 0 | 0 | 0 | 0 | 0 | 0 | 0 | 0 | 0 | 0 | 0 | 0 | 0 | 0 | 0 | 0 | 0 | 0 | 0 | 0 | 0 | 0 | 0 | 0 | 0 | 0 | 0 | 0 | 0 | 0 | 0 | 0 | 0 | 0 | 0 | 0 | 0 | 0
|  |  | 2038 | 0 | 0 | 0 | 0 | 0 | 0 | 0 | 0 | 0 | 0 | 0 | 0 | 0 | 0 | 0 | 0 | 0 | 0 | 0 | 0 | 0 | 0 | 0 | 0 | 0 | 0 | 0 | 0 | 0 | 0 | 0 | 0 | 0 | 0 | 0 | 0 | 0 | 0 | 0 | 0 | 0 | 0 | 0
|  |  | 2039 | 0 | 0 | 0 | 0 | 0 | 0 | 0 | 0 | 0 | 0 | 0 | 0 | 0 | 0 | 0 | 0 | 0 | 0 | 0 | 0 | 0 | 0 | 0 | 0 | 0 | 0 | 0 | 0 | 0 | 0 | 0 | 0 | 0 | 0 | 0 | 0 | 0 | 0 | 0 | 0 | 0 | 0 | 0
|  |  | 2040 | 0 | 0 | 0 | 0 | 0 | 0 | 0 | 0 | 0 | 0 | 0 | 0 | 0 | 0 | 0 | 0 | 0 | 0 | 0 | 0 | 0 | 0 | 0 | 0 | 0 | 0 | 0 | 0 | 0 | 0 | 0 | 0 | 0 | 0 | 0 | 0 | 0 | 0 | 0 | 0 | 0 | 0 | 0
|  |  | 2041 | 0 | 0 | 0 | 0 | 0 | 0 | 0 | 0 | 0 | 0 | 0 | 0 | 0 | 0 | 0 | 0 | 0 | 0 | 0 | 0 | 0 | 0 | 0 | 0 | 0 | 0 | 0 | 0 | 0 | 0 | 0 | 0 | 0 | 0 | 0 | 0 | 0 | 0 | 0 | 0 | 0 | 0 | 0
|  |  | 2042 | 0 | 0 | 0 | 0 | 0 | 0 | 0 | 0 | 0 | 0 | 0 | 0 | 0 | 0 | 0 | 0 | 0 | 0 | 0 | 0 | 0 | 0 | 0 | 0 | 0 | 0 | 0 | 0 | 0 | 0 | 0 | 0 | 0 | 0 | 0 | 0 | 0 | 0 | 0 | 0 | 0 | 0 | 0
|  |  | 2043 | 0 | 0 | 0 | 0 | 0 | 0 | 0 | 0 | 0 | 0 | 0 | 0 | 0 | 0 | 0 | 0 | 0 | 0 | 0 | 0 | 0 | 0 | 0 | 0 | 0 | 0 | 0 | 0 | 0 | 0 | 0 | 0 | 0 | 0 | 0 | 0 | 0 | 0 | 0 | 0 | 0 | 0 | 0
|  |  | 2044 | 0 | 0 | 0 | 0 | 0 | 0 | 0 | 0 | 0 | 0 | 0 | 0 | 0 | 0 | 0 | 0 | 0 | 0 | 0 | 0 | 0 | 0 | 0 | 0 | 0 | 0 | 0 | 0 | 0 | 0 | 0 | 0 | 0 | 0 | 0 | 0 | 0 | 0 | 0 | 0 | 0 | 0 | 0
|  |  | 2045 | 0 | 0 | 0 | 0 | 0 | 0 | 0 | 0 | 0 | 0 | 0 | 0 | 0 | 0 | 0 | 0 | 0 | 0 | 0 | 0 | 0 | 0 | 0 | 0 | 0 | 0 | 0 | 0 | 0 | 0 | 0 | 0 | 0 | 0 | 0 | 0 | 0 | 0 | 0 | 0 | 0 | 0 | 0
Water Rights Acquisition
|  |  | Water Rights | Scenario 1 | Scenario 1A | Scenario 1B | Scenario 1C | Scenario 1D | Scenario 1E | Scenario 2 | Scenario 2A | Scenario 2B | Scenario 2C | Scenario 2D | Scenario 3 | Scenario 3A | Scenario 3B | Scenario 3C | Scenario 3D | Scenario 4 | Scenario 4A | Scenario 4B | Scenario 4C | Scenario 4D | Scenario 5 | Scenario 5A | Scenario 5B | Scenario 5C | Scenario 5D | Scenario 6 | Scenario 7 | Scenario 7A | Scenario 7B | Scenario 7C | Scenario 7D | Scenario 7E | Scenario 8 | Scenario 9 | Scenario 9A | Scenario 9B | Scenario 9C | Scenario 9D | Scenario 9E | Scenario 10 | Scenario 10A | Scenario 10B
|  |  | 2017 | 0 | 8000000 | 8250000 | 8250000 | 8250000 | 8250000 | 0 | 0 | 0 | 0 | 0 | 0 | 0 | 0 | 0 | 0 | 0 | 0 | 0 | 0 | 0 | 0 | 0 | 0 | 0 | 0 | 0 | 0 | 0 | 0 | 0 | 0 | 0 | 0 | 0 | 0 | 0 | 0 | 0 | 0 | 0 | 0 | 0
|  |  | 2018 | 0 | 0 | 0 | 8250000 | 8250000 | 8250000 | 0 | 0 | 0 | 0 | 0 | 0 | 0 | 0 | 0 | 0 | 0 | 0 | 0 | 0 | 0 | 0 | 0 | 0 | 0 | 0 | 0 | 0 | 0 | 0 | 0 | 0 | 0 | 0 | 0 | 0 | 0 | 0 | 0 | 0 | 0 | 0 | 0
|  |  | 2019 | 0 | 0 | 0 | 0 | 16500000 | 16500000 | 0 | 0 | 0 | 0 | 0 | 0 | 0 | 0 | 0 | 0 | 0 | 0 | 0 | 0 | 0 | 0 | 0 | 0 | 0 | 0 | 0 | 0 | 0 | 0 | 0 | 0 | 0 | 0 | 0 | 0 | 0 | 0 | 0 | 0 | 0 | 0 | 0
|  |  | 2020 | 0 | 0 | 0 | 0 | 0 | 16500000 | 0 | 0 | 0 | 0 | 0 | 0 | 0 | 0 | 0 | 0 | 0 | 0 | 0 | 0 | 0 | 0 | 0 | 0 | 0 | 0 | 0 | 0 | 0 | 0 | 0 | 0 | 0 | 0 | 0 | 0 | 0 | 0 | 0 | 0 | 0 | 0 | 0
|  |  | 2021 | 0 | 0 | 0 | 0 | 0 | 0 | 0 | 0 | 0 | 0 | 0 | 0 | 0 | 0 | 0 | 0 | 0 | 0 | 0 | 0 | 0 | 0 | 0 | 0 | 0 | 0 | 0 | 0 | 0 | 0 | 0 | 0 | 0 | 0 | 0 | 0 | 0 | 0 | 0 | 0 | 0 | 0 | 0
|  |  | 2022 | 0 | 0 | 0 | 0 | 0 | 0 | 0 | 0 | 0 | 0 | 0 | 0 | 0 | 0 | 0 | 0 | 0 | 0 | 0 | 0 | 0 | 0 | 0 | 0 | 0 | 0 | 0 | 0 | 0 | 0 | 0 | 0 | 0 | 0 | 0 | 0 | 0 | 0 | 0 | 0 | 0 | 0 | 0
|  |  | 2023 | 0 | 0 | 0 | 0 | 0 | 0 | 0 | 0 | 0 | 0 | 0 | 0 | 0 | 0 | 0 | 0 | 0 | 0 | 0 | 0 | 0 | 0 | 0 | 0 | 0 | 0 | 0 | 0 | 0 | 0 | 0 | 0 | 0 | 0 | 0 | 0 | 0 | 0 | 0 | 0 | 0 | 0 | 0
|  |  | 2024 | 0 | 0 | 0 | 0 | 0 | 0 | 0 | 0 | 0 | 0 | 0 | 0 | 0 | 0 | 0 | 0 | 0 | 0 | 0 | 0 | 0 | 0 | 0 | 0 | 0 | 0 | 0 | 0 | 0 | 0 | 0 | 0 | 0 | 0 | 0 | 0 | 0 | 0 | 0 | 0 | 0 | 0 | 0
|  |  | 2025 | 0 | 0 | 0 | 0 | 0 | 0 | 0 | 0 | 0 | 0 | 0 | 0 | 0 | 0 | 0 | 0 | 0 | 0 | 0 | 0 | 0 | 0 | 0 | 0 | 0 | 0 | 0 | 0 | 0 | 0 | 0 | 0 | 0 | 0 | 0 | 0 | 0 | 0 | 0 | 0 | 0 | 0 | 0
|  |  | 2026 | 0 | 0 | 0 | 0 | 0 | 0 | 0 | 0 | 0 | 0 | 0 | 0 | 0 | 0 | 0 | 0 | 0 | 0 | 0 | 0 | 0 | 0 | 0 | 0 | 0 | 0 | 0 | 0 | 0 | 0 | 0 | 0 | 0 | 0 | 0 | 0 | 0 | 0 | 0 | 0 | 0 | 0 | 0
|  |  | 2027 | 0 | 0 | 0 | 0 | 0 | 0 | 0 | 0 | 0 | 0 | 0 | 0 | 0 | 0 | 0 | 0 | 0 | 0 | 0 | 0 | 0 | 0 | 0 | 0 | 0 | 0 | 0 | 0 | 0 | 0 | 0 | 0 | 0 | 0 | 0 | 0 | 0 | 0 | 0 | 0 | 0 | 0 | 0
|  |  | 2028 | 0 | 0 | 0 | 0 | 0 | 0 | 0 | 0 | 0 | 0 | 0 | 0 | 0 | 0 | 0 | 0 | 0 | 0 | 0 | 0 | 0 | 0 | 0 | 0 | 0 | 0 | 0 | 0 | 0 | 0 | 0 | 0 | 0 | 0 | 0 | 0 | 0 | 0 | 0 | 0 | 0 | 0 | 0
|  |  | 2029 | 0 | 0 | 0 | 0 | 0 | 0 | 0 | 0 | 0 | 0 | 0 | 0 | 0 | 0 | 0 | 0 | 0 | 0 | 0 | 0 | 0 | 0 | 0 | 0 | 0 | 0 | 0 | 0 | 0 | 0 | 0 | 0 | 0 | 0 | 0 | 0 | 0 | 0 | 0 | 0 | 0 | 0 | 0
|  |  | 2030 | 0 | 0 | 0 | 0 | 0 | 0 | 0 | 0 | 0 | 0 | 0 | 0 | 0 | 0 | 0 | 0 | 0 | 0 | 0 | 0 | 0 | 0 | 0 | 0 | 0 | 0 | 0 | 0 | 0 | 0 | 0 | 0 | 0 | 0 | 0 | 0 | 0 | 0 | 0 | 0 | 0 | 0 | 0
|  |  | 2031 | 0 | 0 | 0 | 0 | 0 | 0 | 0 | 0 | 0 | 0 | 0 | 0 | 0 | 0 | 0 | 0 | 0 | 0 | 0 | 0 | 0 | 0 | 0 | 0 | 0 | 0 | 0 | 0 | 0 | 0 | 0 | 0 | 0 | 0 | 0 | 0 | 0 | 0 | 0 | 0 | 0 | 0 | 0
|  |  | 2032 | 0 | 0 | 0 | 0 | 0 | 0 | 0 | 0 | 0 | 0 | 0 | 0 | 0 | 0 | 0 | 0 | 0 | 0 | 0 | 0 | 0 | 0 | 0 | 0 | 0 | 0 | 0 | 0 | 0 | 0 | 0 | 0 | 0 | 0 | 0 | 0 | 0 | 0 | 0 | 0 | 0 | 0 | 0
|  |  | 2033 | 0 | 0 | 0 | 0 | 0 | 0 | 0 | 0 | 0 | 0 | 0 | 0 | 0 | 0 | 0 | 0 | 0 | 0 | 0 | 0 | 0 | 0 | 0 | 0 | 0 | 0 | 0 | 0 | 0 | 0 | 0 | 0 | 0 | 0 | 0 | 0 | 0 | 0 | 0 | 0 | 0 | 0 | 0
|  |  | 2034 | 0 | 0 | 0 | 0 | 0 | 0 | 0 | 0 | 0 | 0 | 0 | 0 | 0 | 0 | 0 | 0 | 0 | 0 | 0 | 0 | 0 | 0 | 0 | 0 | 0 | 0 | 0 | 0 | 0 | 0 | 0 | 0 | 0 | 0 | 0 | 0 | 0 | 0 | 0 | 0 | 0 | 0 | 0
|  |  | 2035 | 0 | 0 | 0 | 0 | 0 | 0 | 0 | 0 | 0 | 0 | 0 | 0 | 0 | 0 | 0 | 0 | 0 | 0 | 0 | 0 | 0 | 0 | 0 | 0 | 0 | 0 | 0 | 0 | 0 | 0 | 0 | 0 | 0 | 0 | 0 | 0 | 0 | 0 | 0 | 0 | 0 | 0 | 0
|  |  | 2036 | 0 | 0 | 0 | 0 | 0 | 0 | 0 | 0 | 0 | 0 | 0 | 0 | 0 | 0 | 0 | 0 | 0 | 0 | 0 | 0 | 0 | 0 | 0 | 0 | 0 | 0 | 0 | 0 | 0 | 0 | 0 | 0 | 0 | 0 | 0 | 0 | 0 | 0 | 0 | 0 | 0 | 0 | 0
|  |  | 2037 | 0 | 0 | 0 | 0 | 0 | 0 | 0 | 0 | 0 | 0 | 0 | 0 | 0 | 0 | 0 | 0 | 0 | 0 | 0 | 0 | 0 | 0 | 0 | 0 | 0 | 0 | 0 | 0 | 0 | 0 | 0 | 0 | 0 | 0 | 0 | 0 | 0 | 0 | 0 | 0 | 0 | 0 | 0
|  |  | 2038 | 0 | 0 | 0 | 0 | 0 | 0 | 0 | 0 | 0 | 0 | 0 | 0 | 0 | 0 | 0 | 0 | 0 | 0 | 0 | 0 | 0 | 0 | 0 | 0 | 0 | 0 | 0 | 0 | 0 | 0 | 0 | 0 | 0 | 0 | 0 | 0 | 0 | 0 | 0 | 0 | 0 | 0 | 0
|  |  | 2039 | 0 | 0 | 0 | 0 | 0 | 0 | 0 | 0 | 0 | 0 | 0 | 0 | 0 | 0 | 0 | 0 | 0 | 0 | 0 | 0 | 0 | 0 | 0 | 0 | 0 | 0 | 0 | 0 | 0 | 0 | 0 | 0 | 0 | 0 | 0 | 0 | 0 | 0 | 0 | 0 | 0 | 0 | 0
|  |  | 2040 | 0 | 0 | 0 | 0 | 0 | 0 | 0 | 0 | 0 | 0 | 0 | 0 | 0 | 0 | 0 | 0 | 0 | 0 | 0 | 0 | 0 | 0 | 0 | 0 | 0 | 0 | 0 | 0 | 0 | 0 | 0 | 0 | 0 | 0 | 0 | 0 | 0 | 0 | 0 | 0 | 0 | 0 | 0
|  |  | 2041 | 0 | 0 | 0 | 0 | 0 | 0 | 0 | 0 | 0 | 0 | 0 | 0 | 0 | 0 | 0 | 0 | 0 | 0 | 0 | 0 | 0 | 0 | 0 | 0 | 0 | 0 | 0 | 0 | 0 | 0 | 0 | 0 | 0 | 0 | 0 | 0 | 0 | 0 | 0 | 0 | 0 | 0 | 0
|  |  | 2042 | 0 | 0 | 0 | 0 | 0 | 0 | 0 | 0 | 0 | 0 | 0 | 0 | 0 | 0 | 0 | 0 | 0 | 0 | 0 | 0 | 0 | 0 | 0 | 0 | 0 | 0 | 0 | 0 | 0 | 0 | 0 | 0 | 0 | 0 | 0 | 0 | 0 | 0 | 0 | 0 | 0 | 0 | 0
|  |  | 2043 | 0 | 0 | 0 | 0 | 0 | 0 | 0 | 0 | 0 | 0 | 0 | 0 | 0 | 0 | 0 | 0 | 0 | 0 | 0 | 0 | 0 | 0 | 0 | 0 | 0 | 0 | 0 | 0 | 0 | 0 | 0 | 0 | 0 | 0 | 0 | 0 | 0 | 0 | 0 | 0 | 0 | 0 | 0
|  |  | 2044 | 0 | 0 | 0 | 0 | 0 | 0 | 0 | 0 | 0 | 0 | 0 | 0 | 0 | 0 | 0 | 0 | 0 | 0 | 0 | 0 | 0 | 0 | 0 | 0 | 0 | 0 | 0 | 0 | 0 | 0 | 0 | 0 | 0 | 0 | 0 | 0 | 0 | 0 | 0 | 0 | 0 | 0 | 0
|  |  | 2045 | 0 | 0 | 0 | 0 | 0 | 0 | 0 | 0 | 0 | 0 | 0 | 0 | 0 | 0 | 0 | 0 | 0 | 0 | 0 | 0 | 0 | 0 | 0 | 0 | 0 | 0 | 0 | 0 | 0 | 0 | 0 | 0 | 0 | 0 | 0 | 0 | 0 | 0 | 0 | 0 | 0 | 0 | 0
Total Water Costs
|  |  | Water Rights | Scenario 1 | Scenario 1A | Scenario 1B | Scenario 1C | Scenario 1D | Scenario 1E | Scenario 2 | Scenario 2A | Scenario 2B | Scenario 2C | Scenario 2D | Scenario 3 | Scenario 3A | Scenario 3B | Scenario 3C | Scenario 3D | Scenario 4 | Scenario 4A | Scenario 4B | Scenario 4C | Scenario 4D | Scenario 5 | Scenario 5A | Scenario 5B | Scenario 5C | Scenario 5D | Scenario 6 | Scenario 7 | Scenario 7A | Scenario 7B | Scenario 7C | Scenario 7D | Scenario 7E | Scenario 8 | Scenario 9 | Scenario 9A | Scenario 9B | Scenario 9C | Scenario 9D | Scenario 9E | Scenario 10 | Scenario 10A | Scenario 10B
|  |  | 2017 | 600000 | 8600000 | 8850000 | 8850000 | 8850000 | 8850000 | 600000 | 600000 | 600000 | 600000 | 600000 | 600000 | 600000 | 600000 | 600000 | 600000 | 600000 | 600000 | 600000 | 600000 | 600000 | 600000 | 600000 | 600000 | 600000 | 600000 | 600000 | 600000 | 600000 | 600000 | 600000 | 600000 | 600000 | 600000 | 0 | 600000 | 600000 | 600000 | 600000 | 600000 | 600000 | 600000 | 600000
|  |  | 2018 | 4641000 | 4641000 | 4641000 | 12891000 | 12891000 | 12891000 | 3927000 | 4641000 | 4641000 | 4641000 | 4641000 | 3927000 | 4641000 | 4641000 | 4641000 | 4641000 | 3927000 | 4641000 | 4641000 | 4641000 | 4641000 | 3927000 | 4641000 | 4641000 | 4641000 | 4641000 | 4641000 | 4641000 | 4641000 | 4641000 | 4641000 | 4641000 | 4641000 | 4641000 | 0 | 4641000 | 4641000 | 4641000 | 4641000 | 4641000 | 3927000 | 4641000 | 4641000
|  |  | 2019 | 728000 | 728000 | 728000 | 728000 | 17228000 | 17228000 | 364000 | 728000 | 728000 | 364000 | 364000 | 364000 | 728000 | 728000 | 364000 | 364000 | 364000 | 728000 | 728000 | 364000 | 364000 | 364000 | 728000 | 728000 | 364000 | 364000 | 0 | 0 | 364000 | 364000 | 364000 | 364000 | 364000 | 364000 | 0 | 728000 | 728000 | 728000 | 728000 | 728000 | 728000 | 728000 | 1092000
|  |  | 2020 | 2015208 | 2015208 | 2015208 | 2015208 | 2015208 | 18515208 | 371000 | 0 | 2015208 | 371000 | 371000 | 371000 | 0 | 2015208 | 371000 | 371000 | 371000 | 371000 | 2015208 | 371000 | 371000 | 371000 | 371000 | 2015208 | 371000 | 371000 | 0 | 0 | 371000 | 371000 | 371000 | 371000 | 371000 | 371000 | 0 | 2015208 | 2015208 | 2015208 | 2015208 | 2015208 | 742000 | 1697208 | 1697208
|  |  | 2021 | 648000 | 648000 | 648000 | 648000 | 648000 | 648000 | 378000 | 378000 | 648000 | 0 | 378000 | 378000 | 378000 | 648000 | 0 | 378000 | 378000 | 1406432.16 | 648000 | 378000 | 378000 | 378000 | 1406432.16 | 648000 | 0 | 378000 | 378000 | 0 | 378000 | 378000 | 378000 | 378000 | 378000 | 0 | 0 | 648000 | 648000 | 648000 | 648000 | 648000 | 1730432.16 | 648000 | 648000
|  |  | 2022 | 990000 | 990000 | 990000 | 990000 | 990000 | 990000 | 385000 | 1434080.8032 | 0 | 0 | 1434080.8032 | 385000 | 0 | 0 | 0 | 1434080.8032 | 385000 | 330000 | 330000 | 0 | 1434080.8032 | 385000 | 330000 | 330000 | 0 | 1434080.8032 | 385000 | 0 | 1434080.8032 | 1434080.8032 | 1434080.8032 | 0 | 0 | 0 | 0 | 990000 | 990000 | 990000 | 990000 | 990000 | 660000 | 660000 | 660000
|  |  | 2023 | 0 | 5004027.8626 | 5004027.8626 | 5004027.8626 | 5004027.8626 | 5004027.8626 | 392000 | 336000 | 0 | 0 | 336000 | 392000 | 0 | 0 | 0 | 336000 | 392000 | 336000 | 0 | 0 | 336000 | 392000 | 336000 | 0 | 0 | 336000 | 392000 | 0 | 336000 | 0 | 0 | 0 | 0 | 0 | 0 | 5004027.8626 | 5004027.8626 | 5004027.8626 | 5004027.8626 | 5004027.8626 | 672000 | 672000 | 672000
|  |  | 2024 | 0 | 0 | 855000 | 855000 | 855000 | 855000 | 1490685.6676 | 0 | 0 | 0 | 342000 | 0 | 0 | 0 | 0 | 342000 | 1490685.6676 | 0 | 0 | 0 | 342000 | 1490685.6676 | 342000 | 0 | 0 | 342000 | 1490685.6676 | 0 | 342000 | 0 | 0 | 0 | 0 | 0 | 0 | 684000 | 855000 | 855000 | 855000 | 855000 | 684000 | 4417228.4199 | 4417228.4199
|  |  | 2025 | 0 | 0 | 0 | 1224995.6286 | 1224995.6286 | 1224995.6286 | 0 | 0 | 0 | 0 | 348000 | 0 | 0 | 0 | 0 | 348000 | 0 | 0 | 0 | 0 | 348000 | 348000 | 348000 | 0 | 0 | 348000 | 348000 | 0 | 348000 | 0 | 0 | 0 | 0 | 1867659.381 | 0 | 348000 | 1224995.6286 | 1224995.6286 | 1224995.6286 | 1224995.6286 | 4503892.9883 | 696000 | 348000
|  |  | 2026 | 0 | 0 | 0 | 0 | 708000 | 708000 | 0 | 0 | 0 | 0 | 354000 | 0 | 0 | 0 | 0 | 0 | 0 | 0 | 0 | 0 | 354000 | 354000 | 0 | 0 | 0 | 354000 | 354000 | 0 | 0 | 0 | 0 | 0 | 0 | 354000 | 0 | 177000 | 708000 | 708000 | 708000 | 708000 | 708000 | 354000 | 354000
|  |  | 2027 | 0 | 0 | 0 | 0 | 1041497.21 | 1041497.21 | 0 | 0 | 0 | 0 | 0 | 0 | 0 | 0 | 0 | 0 | 0 | 0 | 0 | 0 | 0 | 360000 | 0 | 0 | 0 | 360000 | 360000 | 0 | 0 | 0 | 0 | 0 | 0 | 0 | 0 | 911396.652 | 1041497.21 | 1041497.21 | 1041497.21 | 1041497.21 | 360000 | 360000 | 360000
|  |  | 2028 | 0 | 0 | 0 | 0 | 0 | 732000 | 0 | 0 | 0 | 0 | 0 | 0 | 0 | 0 | 0 | 0 | 0 | 0 | 0 | 0 | 0 | 366000 | 0 | 0 | 0 | 366000 | 0 | 0 | 0 | 0 | 0 | 0 | 0 | 0 | 0 | 0 | 732000 | 439200 | 732000 | 732000 | 366000 | 183000 | 0
|  |  | 2029 | 0 | 0 | 0 | 0 | 0 | 953696.7178 | 0 | 0 | 0 | 0 | 0 | 0 | 0 | 0 | 0 | 0 | 0 | 0 | 0 | 0 | 0 | 0 | 0 | 0 | 0 | 372000 | 0 | 0 | 0 | 0 | 0 | 0 | 0 | 0 | 0 | 0 | 953696.7178 | 297600 | 953696.7178 | 953696.7178 | 186000 | 0 | 0
|  |  | 2030 | 0 | 0 | 0 | 0 | 0 | 1424642.6522 | 0 | 0 | 0 | 0 | 0 | 0 | 0 | 0 | 0 | 0 | 0 | 0 | 0 | 0 | 0 | 0 | 0 | 0 | 0 | 4582221.549 | 0 | 0 | 0 | 0 | 0 | 0 | 0 | 0 | 0 | 0 | 1424642.6522 | 0 | 302400 | 302400 | 0 | 0 | 0
|  |  | 2031 | 0 | 0 | 0 | 0 | 0 | 0 | 0 | 0 | 0 | 0 | 0 | 0 | 0 | 0 | 0 | 0 | 0 | 0 | 0 | 0 | 0 | 0 | 0 | 0 | 0 | 384000 | 0 | 0 | 0 | 0 | 0 | 0 | 0 | 0 | 0 | 0 | 307200 | 0 | 153600 | 153600 | 0 | 0 | 0
|  |  | 2032 | 0 | 0 | 0 | 0 | 0 | 0 | 0 | 0 | 0 | 0 | 0 | 0 | 0 | 0 | 0 | 0 | 0 | 0 | 0 | 0 | 0 | 0 | 0 | 0 | 0 | 0 | 0 | 0 | 0 | 0 | 0 | 0 | 0 | 0 | 0 | 0 | 156000 | 0 | 0 | 0 | 0 | 0 | 0
|  |  | 2033 | 0 | 0 | 0 | 0 | 0 | 0 | 0 | 0 | 0 | 0 | 0 | 0 | 0 | 0 | 0 | 0 | 0 | 0 | 0 | 0 | 0 | 0 | 0 | 0 | 0 | 0 | 0 | 0 | 0 | 0 | 0 | 0 | 0 | 0 | 0 | 0 | 0 | 0 | 0 | 0 | 0 | 0 | 0
|  |  | 2034 | 0 | 0 | 0 | 0 | 0 | 0 | 0 | 0 | 0 | 0 | 0 | 0 | 0 | 0 | 0 | 0 | 0 | 0 | 0 | 0 | 0 | 0 | 0 | 0 | 0 | 0 | 0 | 0 | 0 | 0 | 0 | 0 | 0 | 0 | 0 | 0 | 0 | 0 | 0 | 0 | 0 | 0 | 0
|  |  | 2035 | 0 | 0 | 0 | 0 | 0 | 0 | 0 | 0 | 0 | 0 | 0 | 0 | 0 | 0 | 0 | 0 | 0 | 0 | 0 | 0 | 0 | 0 | 0 | 0 | 0 | 0 | 0 | 0 | 0 | 0 | 0 | 0 | 0 | 0 | 0 | 0 | 0 | 0 | 0 | 0 | 0 | 0 | 0
|  |  | 2036 | 0 | 0 | 0 | 0 | 0 | 0 | 0 | 0 | 0 | 0 | 0 | 0 | 0 | 0 | 0 | 0 | 0 | 0 | 0 | 0 | 0 | 0 | 0 | 0 | 0 | 0 | 0 | 0 | 0 | 0 | 0 | 0 | 0 | 0 | 0 | 0 | 0 | 0 | 0 | 0 | 0 | 0 | 0
|  |  | 2037 | 0 | 0 | 0 | 0 | 0 | 0 | 0 | 0 | 0 | 0 | 0 | 0 | 0 | 0 | 0 | 0 | 0 | 0 | 0 | 0 | 0 | 0 | 0 | 0 | 0 | 0 | 0 | 0 | 0 | 0 | 0 | 0 | 0 | 0 | 0 | 0 | 0 | 0 | 0 | 0 | 0 | 0 | 0
|  |  | 2038 | 0 | 0 | 0 | 0 | 0 | 0 | 0 | 0 | 0 | 0 | 0 | 0 | 0 | 0 | 0 | 0 | 0 | 0 | 0 | 0 | 0 | 0 | 0 | 0 | 0 | 0 | 0 | 0 | 0 | 0 | 0 | 0 | 0 | 0 | 0 | 0 | 0 | 0 | 0 | 0 | 0 | 0 | 0
|  |  | 2039 | 0 | 0 | 0 | 0 | 0 | 0 | 0 | 0 | 0 | 0 | 0 | 0 | 0 | 0 | 0 | 0 | 0 | 0 | 0 | 0 | 0 | 0 | 0 | 0 | 0 | 0 | 0 | 0 | 0 | 0 | 0 | 0 | 0 | 0 | 0 | 0 | 0 | 0 | 0 | 0 | 0 | 0 | 0
|  |  | 2040 | 0 | 0 | 0 | 0 | 0 | 0 | 0 | 0 | 0 | 0 | 0 | 0 | 0 | 0 | 0 | 0 | 0 | 0 | 0 | 0 | 0 | 0 | 0 | 0 | 0 | 0 | 0 | 0 | 0 | 0 | 0 | 0 | 0 | 0 | 0 | 0 | 0 | 0 | 0 | 0 | 0 | 0 | 0
|  |  | 2041 | 0 | 0 | 0 | 0 | 0 | 0 | 0 | 0 | 0 | 0 | 0 | 0 | 0 | 0 | 0 | 0 | 0 | 0 | 0 | 0 | 0 | 0 | 0 | 0 | 0 | 0 | 0 | 0 | 0 | 0 | 0 | 0 | 0 | 0 | 0 | 0 | 0 | 0 | 0 | 0 | 0 | 0 | 0
|  |  | 2042 | 0 | 0 | 0 | 0 | 0 | 0 | 0 | 0 | 0 | 0 | 0 | 0 | 0 | 0 | 0 | 0 | 0 | 0 | 0 | 0 | 0 | 0 | 0 | 0 | 0 | 0 | 0 | 0 | 0 | 0 | 0 | 0 | 0 | 0 | 0 | 0 | 0 | 0 | 0 | 0 | 0 | 0 | 0
|  |  | 2043 | 0 | 0 | 0 | 0 | 0 | 0 | 0 | 0 | 0 | 0 | 0 | 0 | 0 | 0 | 0 | 0 | 0 | 0 | 0 | 0 | 0 | 0 | 0 | 0 | 0 | 0 | 0 | 0 | 0 | 0 | 0 | 0 | 0 | 0 | 0 | 0 | 0 | 0 | 0 | 0 | 0 | 0 | 0
|  |  | 2044 | 0 | 0 | 0 | 0 | 0 | 0 | 0 | 0 | 0 | 0 | 0 | 0 | 0 | 0 | 0 | 0 | 0 | 0 | 0 | 0 | 0 | 0 | 0 | 0 | 0 | 0 | 0 | 0 | 0 | 0 | 0 | 0 | 0 | 0 | 0 | 0 | 0 | 0 | 0 | 0 | 0 | 0 | 0
|  |  | 2045 | 0 | 0 | 0 | 0 | 0 | 0 | 0 | 0 | 0 | 0 | 0 | 0 | 0 | 0 | 0 | 0 | 0 | 0 | 0 | 0 | 0 | 0 | 0 | 0 | 0 | 0 | 0 | 0 | 0 | 0 | 0 | 0 | 0 | 0 | 0 | 0 | 0 | 0 | 0 | 0 | 0 | 0 | 0
|  |  | Total | 9622208 | 22626235.8626 | 23731235.8626 | 33206231.4912 | 51455728.7012 | 71066068.0712 | 7907685.6676 | 8117080.8032 | 8632208 | 5976000 | 9168080.8032 | 6417000 | 6347000 | 8632208 | 5976000 | 8814080.8032 | 7907685.6676 | 8412432.16 | 8962208 | 6354000 | 9168080.8032 | 9335685.6676 | 9102432.16 | 8962208 | 5976000 | 15232302.3522 | 8948685.6676 | 5241000 | 8814080.8032 | 7788080.8032 | 7788080.8032 | 6354000 | 6354000 | 8197659.381 | 0 | 16746632.5146 | 22029268.0712 | 19192528.7012 | 20597425.419 | 20597425.419 | 15867325.1483 | 15656436.4199 | 15489436.4199

## Variable
Variable O&M
| Annual Esclation Rate | 2%
| Normal Operations | 7799904
| Description | 2017 | 2018 | 2019 | 2020 | 2021 | 2022 | 2023 | 2024 | 2025 | 2026 | 2027 | 2028 | 2029 | 2030 | 2031 | 2032 | 2033 | 2034 | 2035 | 2036 | 2037 | 2038 | 2039 | 2040 | 2041 | 2042 | 2043 | 2044 | 2045
| 5600076: Chemicals - Other | 297849 | 300004 | 317126 | 322501 | 330416 | 337024.32 | 343764.8064 | 350640.1025 | 357652.9046 | 364805.9627 | 372102.0819 | 379544.1236 | 387135.006 | 394877.7062 | 402775.2603 | 410830.7655 | 419047.3808 | 427428.3284 | 435976.895 | 444696.4329 | 453590.3615 | 462662.1688 | 471915.4121 | 481353.7204 | 490980.7948 | 500800.4107 | 510816.4189 | 521032.7473 | 531453.4022
| 5600078: Chemicals - Lime | 611293 | 642221 | 857921 | 914632 | 943346 | 962212.92 | 981457.1784 | 1001086.322 | 1021108.0484 | 1041530.2094 | 1062360.8136 | 1083608.0298 | 1105280.1904 | 1127385.7942 | 1149933.5101 | 1172932.1803 | 1196390.8239 | 1220318.6404 | 1244725.0132 | 1269619.5135 | 1295011.9038 | 1320912.1418 | 1347330.3847 | 1374276.9924 | 1401762.5322 | 1429797.7829 | 1458393.7385 | 1487561.6133 | 1517312.8455
| 5600080: Chemicals - Mercury Sorbent | 139910 | 148336 | 162754 | 165606 | 175011 | 178511.22 | 182081.4444 | 185723.0733 | 189437.5348 | 193226.2854 | 197090.8112 | 201032.6274 | 205053.2799 | 209154.3455 | 213337.4324 | 217604.1811 | 221956.2647 | 226395.39 | 230923.2978 | 235541.7638 | 240252.599 | 245057.651 | 249958.804 | 254957.9801 | 260057.1397 | 265258.2825 | 270563.4482 | 275974.7171 | 281494.2115
| 5600083: Chemicals - Sulfuric Acid | 280400 | 294532 | 434315 | 440959 | 454757 | 463852.14 | 473129.1828 | 482591.7665 | 492243.6018 | 502088.4738 | 512130.2433 | 522372.8482 | 532820.3051 | 543476.7112 | 554346.2455 | 565433.1704 | 576741.8338 | 588276.6704 | 600042.2039 | 612043.0479 | 624283.9089 | 636769.5871 | 649504.9788 | 662495.0784 | 675744.98 | 689259.8796 | 703045.0771 | 717105.9787 | 731448.0983
| 5600084: Chemicals - Soda Ash | 397365 | 419013 | 590040 | 608181 | 656692 | 669825.84 | 683222.3568 | 696886.8039 | 710824.54 | 725041.0308 | 739541.8514 | 754332.6885 | 769419.3422 | 784807.7291 | 800503.8837 | 816513.9613 | 832844.2406 | 849501.1254 | 866491.1479 | 883820.9708 | 901497.3902 | 919527.3381 | 937917.8848 | 956676.2425 | 975809.7674 | 995325.9627 | 1015232.482 | 1035537.1316 | 1056247.8742
| 5600316: Use Costs | 350000 | 375000 | 450000 | 450000 | 454500 | 463590 | 472861.8 | 482319.036 | 491965.4167 | 501804.7251 | 511840.8196 | 522077.6359 | 532519.1887 | 543169.5724 | 554032.9639 | 565113.6232 | 576415.8956 | 587944.2135 | 599703.0978 | 611697.1598 | 623931.103 | 636409.725 | 649137.9195 | 662120.6779 | 675363.0915 | 688870.3533 | 702647.7604 | 716700.7156 | 731034.7299
| Total | 2076817 | 2179106 | 2812156 | 2901879 | 3014722 | 3075016.44 | 3136516.7688 | 3199247.1042 | 3263232.0463 | 3328496.6872 | 3395066.6209 | 3462967.9533 | 3532227.3124 | 3602871.8587 | 3674929.2958 | 3748427.8818 | 3823396.4394 | 3899864.3682 | 3977861.6555 | 4057418.8886 | 4138567.2664 | 4221338.6118 | 4305765.384 | 4391880.6917 | 4479718.3055 | 4569312.6716 | 4660698.925 | 4753912.9035 | 4848991.1616
| Description | 2017 | 2018 | 2019 | 2020 | 2021 | 2022 | 2023 | 2024 | 2025 | 2026 | 2027 | 2028 | 2029 | 2030 | 2031 | 2032 | 2033 | 2034 | 2035 | 2036 | 2037 | 2038 | 2039 | 2040 | 2041 | 2042 | 2043 | 2044 | 2045
| Variable O&M / MWh | 0.26626 | 0.27938 | 0.36054 | 0.37204 | 0.38651 | 0.39424 | 0.40212 | 0.41016 | 0.41837 | 0.42674 | 0.43527 | 0.44398 | 0.45286 | 0.46191 | 0.47115 | 0.48057 | 0.49019 | 0.49999 | 0.50999 | 0.52019 | 0.53059 | 0.5412 | 0.55203 | 0.56307 | 0.57433 | 0.58582 | 0.59753 | 0.60948 | 0.62167
Additional cost for wastewater after pipeline has been constructed.
Contracted Escalation Factor | bar: 2017
| Description | 2017 | 2018 | 2019 | 2020 | 2021 | 2021 | 2021 | 2021 | 2021 | 2021 | 2021 | 2021 | 2021 | 2021 | 2021 | 2021 | 2021 | 2021 | 2021 | 2021 | 2021 | 2021 | 2021 | 2021 | 2021 | 2021 | 2021 | 2021 | 2021
2 | Scenario 1 | 1764000 | 1781640 | 1799456.4 | 1817450.964 | 1835625.4736 | 1853981.7284 | 1872521.5457 | 1891246.7611 | 1910159.2287 | 1929260.821 | 1948553.4292 | 1968038.9635 | 1987719.3532 | 2007596.5467 | 2027672.5122 | 2047949.2373 | 2068428.7296 | 2089113.0169 | 2110004.1471 | 2131104.1886 | 2152415.2305 | 2173939.3828 | 2195678.7766 | 2217635.5644 | 2239811.92 | 2262210.0392 | 2284832.1396 | 2307680.461 | 2330757.2656
3 | Scenario 1A | 1764000 | 1781640 | 1799456.4 | 1817450.964 | 1835625.4736 | 1853981.7284 | 1872521.5457 | 1891246.7611 | 1910159.2287 | 1929260.821 | 1948553.4292 | 1968038.9635 | 1987719.3532 | 2007596.5467 | 2027672.5122 | 2047949.2373 | 2068428.7296 | 2089113.0169 | 2110004.1471 | 2131104.1886 | 2152415.2305 | 2173939.3828 | 2195678.7766 | 2217635.5644 | 2239811.92 | 2262210.0392 | 2284832.1396 | 2307680.461 | 2330757.2656
4 | Scenario 1B | 1764000 | 1781640 | 1799456.4 | 1817450.964 | 1835625.4736 | 1853981.7284 | 1872521.5457 | 1891246.7611 | 1910159.2287 | 1929260.821 | 1948553.4292 | 1968038.9635 | 1987719.3532 | 2007596.5467 | 2027672.5122 | 2047949.2373 | 2068428.7296 | 2089113.0169 | 2110004.1471 | 2131104.1886 | 2152415.2305 | 2173939.3828 | 2195678.7766 | 2217635.5644 | 2239811.92 | 2262210.0392 | 2284832.1396 | 2307680.461 | 2330757.2656
5 | Scenario 1C | 1764000 | 1781640 | 1799456.4 | 1817450.964 | 1835625.4736 | 1853981.7284 | 1872521.5457 | 1891246.7611 | 1910159.2287 | 1929260.821 | 1948553.4292 | 1968038.9635 | 1987719.3532 | 2007596.5467 | 2027672.5122 | 2047949.2373 | 2068428.7296 | 2089113.0169 | 2110004.1471 | 2131104.1886 | 2152415.2305 | 2173939.3828 | 2195678.7766 | 2217635.5644 | 2239811.92 | 2262210.0392 | 2284832.1396 | 2307680.461 | 2330757.2656
6 | Scenario 1D | 1764000 | 1781640 | 1799456.4 | 1817450.964 | 1835625.4736 | 1853981.7284 | 1872521.5457 | 1891246.7611 | 1910159.2287 | 1929260.821 | 1948553.4292 | 1968038.9635 | 1987719.3532 | 2007596.5467 | 2027672.5122 | 2047949.2373 | 2068428.7296 | 2089113.0169 | 2110004.1471 | 2131104.1886 | 2152415.2305 | 2173939.3828 | 2195678.7766 | 2217635.5644 | 2239811.92 | 2262210.0392 | 2284832.1396 | 2307680.461 | 2330757.2656
7 | Scenario 1E | 1764000 | 1781640 | 1799456.4 | 1817450.964 | 1835625.4736 | 1853981.7284 | 1872521.5457 | 1891246.7611 | 1910159.2287 | 1929260.821 | 1948553.4292 | 1968038.9635 | 1987719.3532 | 2007596.5467 | 2027672.5122 | 2047949.2373 | 2068428.7296 | 2089113.0169 | 2110004.1471 | 2131104.1886 | 2152415.2305 | 2173939.3828 | 2195678.7766 | 2217635.5644 | 2239811.92 | 2262210.0392 | 2284832.1396 | 2307680.461 | 2330757.2656
8 | Scenario 2 | 1764000 | 1781640 | 1799456.4 | 1817450.964 | 1835625.4736 | 1853981.7284 | 1872521.5457 | 1891246.7611 | 1910159.2287 | 1929260.821 | 1948553.4292 | 1968038.9635 | 1987719.3532 | 2007596.5467 | 2027672.5122 | 2047949.2373 | 2068428.7296 | 2089113.0169 | 2110004.1471 | 2131104.1886 | 2152415.2305 | 2173939.3828 | 2195678.7766 | 2217635.5644 | 2239811.92 | 2262210.0392 | 2284832.1396 | 2307680.461 | 2330757.2656
9 | Scenario 2A | 1764000 | 1781640 | 1799456.4 | 1817450.964 | 1835625.4736 | 1853981.7284 | 1872521.5457 | 1891246.7611 | 1910159.2287 | 1929260.821 | 1948553.4292 | 1968038.9635 | 1987719.3532 | 2007596.5467 | 2027672.5122 | 2047949.2373 | 2068428.7296 | 2089113.0169 | 2110004.1471 | 2131104.1886 | 2152415.2305 | 2173939.3828 | 2195678.7766 | 2217635.5644 | 2239811.92 | 2262210.0392 | 2284832.1396 | 2307680.461 | 2330757.2656
10 | Scenario 2B | 1764000 | 1781640 | 1799456.4 | 1817450.964 | 1835625.4736 | 1853981.7284 | 1872521.5457 | 1891246.7611 | 1910159.2287 | 1929260.821 | 1948553.4292 | 1968038.9635 | 1987719.3532 | 2007596.5467 | 2027672.5122 | 2047949.2373 | 2068428.7296 | 2089113.0169 | 2110004.1471 | 2131104.1886 | 2152415.2305 | 2173939.3828 | 2195678.7766 | 2217635.5644 | 2239811.92 | 2262210.0392 | 2284832.1396 | 2307680.461 | 2330757.2656
11 | Scenario 2C | 1764000 | 1781640 | 1799456.4 | 1817450.964 | 1835625.4736 | 1853981.7284 | 1872521.5457 | 1891246.7611 | 1910159.2287 | 1929260.821 | 1948553.4292 | 1968038.9635 | 1987719.3532 | 2007596.5467 | 2027672.5122 | 2047949.2373 | 2068428.7296 | 2089113.0169 | 2110004.1471 | 2131104.1886 | 2152415.2305 | 2173939.3828 | 2195678.7766 | 2217635.5644 | 2239811.92 | 2262210.0392 | 2284832.1396 | 2307680.461 | 2330757.2656
12 | Scenario 2D | 1764000 | 1781640 | 1799456.4 | 1817450.964 | 1835625.4736 | 1853981.7284 | 1872521.5457 | 1891246.7611 | 1910159.2287 | 1929260.821 | 1948553.4292 | 1968038.9635 | 1987719.3532 | 2007596.5467 | 2027672.5122 | 2047949.2373 | 2068428.7296 | 2089113.0169 | 2110004.1471 | 2131104.1886 | 2152415.2305 | 2173939.3828 | 2195678.7766 | 2217635.5644 | 2239811.92 | 2262210.0392 | 2284832.1396 | 2307680.461 | 2330757.2656
13 | Scenario 3 | 1764000 | 1781640 | 1799456.4 | 1817450.964 | 1835625.4736 | 1853981.7284 | 1872521.5457 | 1891246.7611 | 1910159.2287 | 1929260.821 | 1948553.4292 | 1968038.9635 | 1987719.3532 | 2007596.5467 | 2027672.5122 | 2047949.2373 | 2068428.7296 | 2089113.0169 | 2110004.1471 | 2131104.1886 | 2152415.2305 | 2173939.3828 | 2195678.7766 | 2217635.5644 | 2239811.92 | 2262210.0392 | 2284832.1396 | 2307680.461 | 2330757.2656
14 | Scenario 3A | 1764000 | 1781640 | 1799456.4 | 1817450.964 | 1835625.4736 | 1853981.7284 | 1872521.5457 | 1891246.7611 | 1910159.2287 | 1929260.821 | 1948553.4292 | 1968038.9635 | 1987719.3532 | 2007596.5467 | 2027672.5122 | 2047949.2373 | 2068428.7296 | 2089113.0169 | 2110004.1471 | 2131104.1886 | 2152415.2305 | 2173939.3828 | 2195678.7766 | 2217635.5644 | 2239811.92 | 2262210.0392 | 2284832.1396 | 2307680.461 | 2330757.2656
15 | Scenario 3B | 1764000 | 1781640 | 1799456.4 | 1817450.964 | 1835625.4736 | 1853981.7284 | 1872521.5457 | 1891246.7611 | 1910159.2287 | 1929260.821 | 1948553.4292 | 1968038.9635 | 1987719.3532 | 2007596.5467 | 2027672.5122 | 2047949.2373 | 2068428.7296 | 2089113.0169 | 2110004.1471 | 2131104.1886 | 2152415.2305 | 2173939.3828 | 2195678.7766 | 2217635.5644 | 2239811.92 | 2262210.0392 | 2284832.1396 | 2307680.461 | 2330757.2656
16 | Scenario 3C | 1764000 | 1781640 | 1799456.4 | 1817450.964 | 1835625.4736 | 1853981.7284 | 1872521.5457 | 1891246.7611 | 1910159.2287 | 1929260.821 | 1948553.4292 | 1968038.9635 | 1987719.3532 | 2007596.5467 | 2027672.5122 | 2047949.2373 | 2068428.7296 | 2089113.0169 | 2110004.1471 | 2131104.1886 | 2152415.2305 | 2173939.3828 | 2195678.7766 | 2217635.5644 | 2239811.92 | 2262210.0392 | 2284832.1396 | 2307680.461 | 2330757.2656
17 | Scenario 3D | 1764000 | 1781640 | 1799456.4 | 1817450.964 | 1835625.4736 | 1853981.7284 | 1872521.5457 | 1891246.7611 | 1910159.2287 | 1929260.821 | 1948553.4292 | 1968038.9635 | 1987719.3532 | 2007596.5467 | 2027672.5122 | 2047949.2373 | 2068428.7296 | 2089113.0169 | 2110004.1471 | 2131104.1886 | 2152415.2305 | 2173939.3828 | 2195678.7766 | 2217635.5644 | 2239811.92 | 2262210.0392 | 2284832.1396 | 2307680.461 | 2330757.2656
18 | Scenario 4 | 1764000 | 1781640 | 1799456.4 | 1817450.964 | 1835625.4736 | 1853981.7284 | 1872521.5457 | 1891246.7611 | 1910159.2287 | 1929260.821 | 1948553.4292 | 1968038.9635 | 1987719.3532 | 2007596.5467 | 2027672.5122 | 2047949.2373 | 2068428.7296 | 2089113.0169 | 2110004.1471 | 2131104.1886 | 2152415.2305 | 2173939.3828 | 2195678.7766 | 2217635.5644 | 2239811.92 | 2262210.0392 | 2284832.1396 | 2307680.461 | 2330757.2656
19 | Scenario 4A | 1764000 | 1781640 | 1799456.4 | 1817450.964 | 1835625.4736 | 1853981.7284 | 1872521.5457 | 1891246.7611 | 1910159.2287 | 1929260.821 | 1948553.4292 | 1968038.9635 | 1987719.3532 | 2007596.5467 | 2027672.5122 | 2047949.2373 | 2068428.7296 | 2089113.0169 | 2110004.1471 | 2131104.1886 | 2152415.2305 | 2173939.3828 | 2195678.7766 | 2217635.5644 | 2239811.92 | 2262210.0392 | 2284832.1396 | 2307680.461 | 2330757.2656
20 | Scenario 4B | 1764000 | 1781640 | 1799456.4 | 1817450.964 | 1835625.4736 | 1853981.7284 | 1872521.5457 | 1891246.7611 | 1910159.2287 | 1929260.821 | 1948553.4292 | 1968038.9635 | 1987719.3532 | 2007596.5467 | 2027672.5122 | 2047949.2373 | 2068428.7296 | 2089113.0169 | 2110004.1471 | 2131104.1886 | 2152415.2305 | 2173939.3828 | 2195678.7766 | 2217635.5644 | 2239811.92 | 2262210.0392 | 2284832.1396 | 2307680.461 | 2330757.2656
21 | Scenario 4C | 1764000 | 1781640 | 1799456.4 | 1817450.964 | 1835625.4736 | 1853981.7284 | 1872521.5457 | 1891246.7611 | 1910159.2287 | 1929260.821 | 1948553.4292 | 1968038.9635 | 1987719.3532 | 2007596.5467 | 2027672.5122 | 2047949.2373 | 2068428.7296 | 2089113.0169 | 2110004.1471 | 2131104.1886 | 2152415.2305 | 2173939.3828 | 2195678.7766 | 2217635.5644 | 2239811.92 | 2262210.0392 | 2284832.1396 | 2307680.461 | 2330757.2656
22 | Scenario 4D | 1764000 | 1781640 | 1799456.4 | 1817450.964 | 1835625.4736 | 1853981.7284 | 1872521.5457 | 1891246.7611 | 1910159.2287 | 1929260.821 | 1948553.4292 | 1968038.9635 | 1987719.3532 | 2007596.5467 | 2027672.5122 | 2047949.2373 | 2068428.7296 | 2089113.0169 | 2110004.1471 | 2131104.1886 | 2152415.2305 | 2173939.3828 | 2195678.7766 | 2217635.5644 | 2239811.92 | 2262210.0392 | 2284832.1396 | 2307680.461 | 2330757.2656
23 | Scenario 5 | 1764000 | 1781640 | 1799456.4 | 1817450.964 | 1835625.4736 | 1853981.7284 | 1872521.5457 | 1891246.7611 | 1910159.2287 | 1929260.821 | 1948553.4292 | 1968038.9635 | 1987719.3532 | 2007596.5467 | 2027672.5122 | 2047949.2373 | 2068428.7296 | 2089113.0169 | 2110004.1471 | 2131104.1886 | 2152415.2305 | 2173939.3828 | 2195678.7766 | 2217635.5644 | 2239811.92 | 2262210.0392 | 2284832.1396 | 2307680.461 | 2330757.2656
24 | Scenario 5A | 1764000 | 1781640 | 1799456.4 | 1817450.964 | 1835625.4736 | 1853981.7284 | 1872521.5457 | 1891246.7611 | 1910159.2287 | 1929260.821 | 1948553.4292 | 1968038.9635 | 1987719.3532 | 2007596.5467 | 2027672.5122 | 2047949.2373 | 2068428.7296 | 2089113.0169 | 2110004.1471 | 2131104.1886 | 2152415.2305 | 2173939.3828 | 2195678.7766 | 2217635.5644 | 2239811.92 | 2262210.0392 | 2284832.1396 | 2307680.461 | 2330757.2656
25 | Scenario 5B | 1764000 | 1781640 | 1799456.4 | 1817450.964 | 1835625.4736 | 1853981.7284 | 1872521.5457 | 1891246.7611 | 1910159.2287 | 1929260.821 | 1948553.4292 | 1968038.9635 | 1987719.3532 | 2007596.5467 | 2027672.5122 | 2047949.2373 | 2068428.7296 | 2089113.0169 | 2110004.1471 | 2131104.1886 | 2152415.2305 | 2173939.3828 | 2195678.7766 | 2217635.5644 | 2239811.92 | 2262210.0392 | 2284832.1396 | 2307680.461 | 2330757.2656
26 | Scenario 5C | 1764000 | 1781640 | 1799456.4 | 1817450.964 | 1835625.4736 | 1853981.7284 | 1872521.5457 | 1891246.7611 | 1910159.2287 | 1929260.821 | 1948553.4292 | 1968038.9635 | 1987719.3532 | 2007596.5467 | 2027672.5122 | 2047949.2373 | 2068428.7296 | 2089113.0169 | 2110004.1471 | 2131104.1886 | 2152415.2305 | 2173939.3828 | 2195678.7766 | 2217635.5644 | 2239811.92 | 2262210.0392 | 2284832.1396 | 2307680.461 | 2330757.2656
27 | Scenario 5D | 1764000 | 1781640 | 1799456.4 | 1817450.964 | 1835625.4736 | 1853981.7284 | 1872521.5457 | 1891246.7611 | 1910159.2287 | 1929260.821 | 1948553.4292 | 1968038.9635 | 1987719.3532 | 2007596.5467 | 2027672.5122 | 2047949.2373 | 2068428.7296 | 2089113.0169 | 2110004.1471 | 2131104.1886 | 2152415.2305 | 2173939.3828 | 2195678.7766 | 2217635.5644 | 2239811.92 | 2262210.0392 | 2284832.1396 | 2307680.461 | 2330757.2656
28 | Scenario 6 | 1764000 | 1781640 | 1799456.4 | 1817450.964 | 1835625.4736 | 1853981.7284 | 1872521.5457 | 1891246.7611 | 1910159.2287 | 1929260.821 | 1948553.4292 | 1968038.9635 | 1987719.3532 | 2007596.5467 | 2027672.5122 | 2047949.2373 | 2068428.7296 | 2089113.0169 | 2110004.1471 | 2131104.1886 | 2152415.2305 | 2173939.3828 | 2195678.7766 | 2217635.5644 | 2239811.92 | 2262210.0392 | 2284832.1396 | 2307680.461 | 2330757.2656
29 | Scenario 7 | 1764000 | 1781640 | 1799456.4 | 1817450.964 | 1835625.4736 | 1853981.7284 | 1872521.5457 | 1891246.7611 | 1910159.2287 | 1929260.821 | 1948553.4292 | 1968038.9635 | 1987719.3532 | 2007596.5467 | 2027672.5122 | 2047949.2373 | 2068428.7296 | 2089113.0169 | 2110004.1471 | 2131104.1886 | 2152415.2305 | 2173939.3828 | 2195678.7766 | 2217635.5644 | 2239811.92 | 2262210.0392 | 2284832.1396 | 2307680.461 | 2330757.2656
30 | Scenario 7A | 1764000 | 1781640 | 1799456.4 | 1817450.964 | 1835625.4736 | 1853981.7284 | 1872521.5457 | 1891246.7611 | 1910159.2287 | 1929260.821 | 1948553.4292 | 1968038.9635 | 1987719.3532 | 2007596.5467 | 2027672.5122 | 2047949.2373 | 2068428.7296 | 2089113.0169 | 2110004.1471 | 2131104.1886 | 2152415.2305 | 2173939.3828 | 2195678.7766 | 2217635.5644 | 2239811.92 | 2262210.0392 | 2284832.1396 | 2307680.461 | 2330757.2656
31 | Scenario 7B | 1764000 | 1781640 | 1799456.4 | 1817450.964 | 1835625.4736 | 1853981.7284 | 1872521.5457 | 1891246.7611 | 1910159.2287 | 1929260.821 | 1948553.4292 | 1968038.9635 | 1987719.3532 | 2007596.5467 | 2027672.5122 | 2047949.2373 | 2068428.7296 | 2089113.0169 | 2110004.1471 | 2131104.1886 | 2152415.2305 | 2173939.3828 | 2195678.7766 | 2217635.5644 | 2239811.92 | 2262210.0392 | 2284832.1396 | 2307680.461 | 2330757.2656
32 | Scenario 7C | 1764000 | 1781640 | 1799456.4 | 1817450.964 | 1835625.4736 | 1853981.7284 | 1872521.5457 | 1891246.7611 | 1910159.2287 | 1929260.821 | 1948553.4292 | 1968038.9635 | 1987719.3532 | 2007596.5467 | 2027672.5122 | 2047949.2373 | 2068428.7296 | 2089113.0169 | 2110004.1471 | 2131104.1886 | 2152415.2305 | 2173939.3828 | 2195678.7766 | 2217635.5644 | 2239811.92 | 2262210.0392 | 2284832.1396 | 2307680.461 | 2330757.2656
33 | Scenario 7D | 1764000 | 1781640 | 1799456.4 | 1817450.964 | 1835625.4736 | 1853981.7284 | 1872521.5457 | 1891246.7611 | 1910159.2287 | 1929260.821 | 1948553.4292 | 1968038.9635 | 1987719.3532 | 2007596.5467 | 2027672.5122 | 2047949.2373 | 2068428.7296 | 2089113.0169 | 2110004.1471 | 2131104.1886 | 2152415.2305 | 2173939.3828 | 2195678.7766 | 2217635.5644 | 2239811.92 | 2262210.0392 | 2284832.1396 | 2307680.461 | 2330757.2656
34 | Scenario 7E | 1764000 | 1781640 | 1799456.4 | 1817450.964 | 1835625.4736 | 1853981.7284 | 1872521.5457 | 1891246.7611 | 1910159.2287 | 1929260.821 | 1948553.4292 | 1968038.9635 | 1987719.3532 | 2007596.5467 | 2027672.5122 | 2047949.2373 | 2068428.7296 | 2089113.0169 | 2110004.1471 | 2131104.1886 | 2152415.2305 | 2173939.3828 | 2195678.7766 | 2217635.5644 | 2239811.92 | 2262210.0392 | 2284832.1396 | 2307680.461 | 2330757.2656
35 | Scenario 8 | 1764000 | 1781640 | 1799456.4 | 1817450.964 | 1835625.4736 | 1853981.7284 | 1872521.5457 | 1891246.7611 | 1910159.2287 | 1929260.821 | 1948553.4292 | 1968038.9635 | 1987719.3532 | 2007596.5467 | 2027672.5122 | 2047949.2373 | 2068428.7296 | 2089113.0169 | 2110004.1471 | 2131104.1886 | 2152415.2305 | 2173939.3828 | 2195678.7766 | 2217635.5644 | 2239811.92 | 2262210.0392 | 2284832.1396 | 2307680.461 | 2330757.2656
36 | Scenario 9 | 1764000 | 1781640 | 1799456.4 | 1817450.964 | 1835625.4736 | 1853981.7284 | 1872521.5457 | 1891246.7611 | 1910159.2287 | 1929260.821 | 1948553.4292 | 1968038.9635 | 1987719.3532 | 2007596.5467 | 2027672.5122 | 2047949.2373 | 2068428.7296 | 2089113.0169 | 2110004.1471 | 2131104.1886 | 2152415.2305 | 2173939.3828 | 2195678.7766 | 2217635.5644 | 2239811.92 | 2262210.0392 | 2284832.1396 | 2307680.461 | 2330757.2656
37 | Scenario 9A | 1764000 | 1781640 | 1799456.4 | 1817450.964 | 1835625.4736 | 1853981.7284 | 1872521.5457 | 1891246.7611 | 1910159.2287 | 1929260.821 | 1948553.4292 | 1968038.9635 | 1987719.3532 | 2007596.5467 | 2027672.5122 | 2047949.2373 | 2068428.7296 | 2089113.0169 | 2110004.1471 | 2131104.1886 | 2152415.2305 | 2173939.3828 | 2195678.7766 | 2217635.5644 | 2239811.92 | 2262210.0392 | 2284832.1396 | 2307680.461 | 2330757.2656
38 | Scenario 9B | 1764000 | 1781640 | 1799456.4 | 1817450.964 | 1835625.4736 | 1853981.7284 | 1872521.5457 | 1891246.7611 | 1910159.2287 | 1929260.821 | 1948553.4292 | 1968038.9635 | 1987719.3532 | 2007596.5467 | 2027672.5122 | 2047949.2373 | 2068428.7296 | 2089113.0169 | 2110004.1471 | 2131104.1886 | 2152415.2305 | 2173939.3828 | 2195678.7766 | 2217635.5644 | 2239811.92 | 2262210.0392 | 2284832.1396 | 2307680.461 | 2330757.2656
39 | Scenario 9C | 1764000 | 1781640 | 1799456.4 | 1817450.964 | 1835625.4736 | 1853981.7284 | 1872521.5457 | 1891246.7611 | 1910159.2287 | 1929260.821 | 1948553.4292 | 1968038.9635 | 1987719.3532 | 2007596.5467 | 2027672.5122 | 2047949.2373 | 2068428.7296 | 2089113.0169 | 2110004.1471 | 2131104.1886 | 2152415.2305 | 2173939.3828 | 2195678.7766 | 2217635.5644 | 2239811.92 | 2262210.0392 | 2284832.1396 | 2307680.461 | 2330757.2656
40 | Scenario 9D | 1764000 | 1781640 | 1799456.4 | 1817450.964 | 1835625.4736 | 1853981.7284 | 1872521.5457 | 1891246.7611 | 1910159.2287 | 1929260.821 | 1948553.4292 | 1968038.9635 | 1987719.3532 | 2007596.5467 | 2027672.5122 | 2047949.2373 | 2068428.7296 | 2089113.0169 | 2110004.1471 | 2131104.1886 | 2152415.2305 | 2173939.3828 | 2195678.7766 | 2217635.5644 | 2239811.92 | 2262210.0392 | 2284832.1396 | 2307680.461 | 2330757.2656
41 | Scenario 9E | 1764000 | 1781640 | 1799456.4 | 1817450.964 | 1835625.4736 | 1853981.7284 | 1872521.5457 | 1891246.7611 | 1910159.2287 | 1929260.821 | 1948553.4292 | 1968038.9635 | 1987719.3532 | 2007596.5467 | 2027672.5122 | 2047949.2373 | 2068428.7296 | 2089113.0169 | 2110004.1471 | 2131104.1886 | 2152415.2305 | 2173939.3828 | 2195678.7766 | 2217635.5644 | 2239811.92 | 2262210.0392 | 2284832.1396 | 2307680.461 | 2330757.2656
42 | Scenario 10 | 1764000 | 1781640 | 1799456.4 | 1817450.964 | 1835625.4736 | 1853981.7284 | 1872521.5457 | 1891246.7611 | 1910159.2287 | 1929260.821 | 1948553.4292 | 1968038.9635 | 1987719.3532 | 2007596.5467 | 2027672.5122 | 2047949.2373 | 2068428.7296 | 2089113.0169 | 2110004.1471 | 2131104.1886 | 2152415.2305 | 2173939.3828 | 2195678.7766 | 2217635.5644 | 2239811.92 | 2262210.0392 | 2284832.1396 | 2307680.461 | 2330757.2656
43 | Scenario 10A | 1764000 | 1781640 | 1799456.4 | 1817450.964 | 1835625.4736 | 1853981.7284 | 1872521.5457 | 1891246.7611 | 1910159.2287 | 1929260.821 | 1948553.4292 | 1968038.9635 | 1987719.3532 | 2007596.5467 | 2027672.5122 | 2047949.2373 | 2068428.7296 | 2089113.0169 | 2110004.1471 | 2131104.1886 | 2152415.2305 | 2173939.3828 | 2195678.7766 | 2217635.5644 | 2239811.92 | 2262210.0392 | 2284832.1396 | 2307680.461 | 2330757.2656
44 | Scenario 10B | 1764000 | 1781640 | 1799456.4 | 1817450.964 | 1835625.4736 | 1853981.7284 | 1872521.5457 | 1891246.7611 | 1910159.2287 | 1929260.821 | 1948553.4292 | 1968038.9635 | 1987719.3532 | 2007596.5467 | 2027672.5122 | 2047949.2373 | 2068428.7296 | 2089113.0169 | 2110004.1471 | 2131104.1886 | 2152415.2305 | 2173939.3828 | 2195678.7766 | 2217635.5644 | 2239811.92 | 2262210.0392 | 2284832.1396 | 2307680.461 | 2330757.2656

## Fixed - Labor
Tolk Labor Budget
Annual Esclation Rate | 2%
First Unit | 32.71%
Second Unit | 67.29%
|  | Budgeted |  |  |  |  | Escalated ------------------->
Cost Element |  | 2017 | 2018 | 2019 | 2020 | 2021 | 2022 | 2023 | 2024 | 2025 | 2026 | 2027 | 2028 | 2029 | 2030 | 2031 | 2032 | 2033 | 2034 | 2035 | 2036 | 2037 | 2038 | 2039 | 2040 | 2041 | 2042 | 2043 | 2044 | 2045
Labor Loads |  | 3877487.3 | 3935059.77 | 3938326.17 | 4125556.46 | 4016589.38 | 4096921.1676 | 4178859.591 | 4262436.7828 | 4347685.5184 | 4434639.2288 | 4523332.0134 | 4613798.6536 | 4706074.6267 | 4800196.1192 | 4896200.0416 | 4994124.0425 | 5094006.5233 | 5195886.6538 | 5299804.3869 | 5405800.4746 | 5513916.4841 | 5624194.8138 | 5736678.71 | 5851412.2842 | 5968440.5299 | 6087809.3405 | 6209565.5273 | 6333756.8379 | 6460431.9746
Labor - Prod/Nonprod/OT |  | 10811368.84 | 11161010.08 | 11404629.1 | 12127814.85 | 12277544.23 | 12523095.1146 | 12773557.0169 | 13029028.1572 | 13289608.7204 | 13555400.8948 | 13826508.9127 | 14103039.0909 | 14385099.8727 | 14672801.8702 | 14966257.9076 | 15265583.0658 | 15570894.7271 | 15882312.6216 | 16199958.8741 | 16523958.0515 | 16854437.2126 | 17191525.9568 | 17535356.4759 | 17886063.6055 | 18243784.8776 | 18608660.5751 | 18980833.7866 | 19360450.4624 | 19747659.4716
*** Labor (Other people located at the plant) |  | 3375000 | 3442500 | 3511350 | 3581577 | 3653208.54 | 3726272.7108 | 3800798.165 | 3876814.1283 | 3954350.4109 | 4033437.4191 | 4114106.1675 | 4196388.2908 | 4280316.0566 | 4365922.3778 | 4453240.8253 | 4542305.6418 | 4633151.7547 | 4725814.7898 | 4820331.0856 | 4916737.7073 | 5015072.4614 | 5115373.9107 | 5217681.3889 | 5322035.0166 | 5428475.717 | 5537045.2313 | 5647786.1359 | 5760741.8587 | 5875956.6958
|  | 18063856.14 | 18538569.85 | 18854305.27 | 19834948.31 | 19947342.15 | 20346288.993 | 20753214.7729 | 21168279.0683 | 21591644.6497 | 22023477.5427 | 22463947.0935 | 22913226.0354 | 23371490.5561 | 23838920.3672 | 24315698.7746 | 24802012.7501 | 25298053.0051 | 25804014.0652 | 26320094.3465 | 26846496.2334 | 27383426.1581 | 27931094.6812 | 28489716.5749 | 29059510.9064 | 29640701.1245 | 30233515.147 | 30838185.4499 | 31454949.1589 | 32084048.1421
*** This line is estimated based on number of people at plant and mid-range of salary and includes bonus, OT and overheads.
Total of 21 people and covers PET's, Environmental, logistics, Finance, E&C)
Tolk Labor Budget adjusted to 2 units for modeling purposes
Unit | Index | 2017 | 2018 | 2019 | 2020 | 2021 | 2022 | 2023 | 2024 | 2025 | 2026 | 2027 | 2028 | 2029 | 2030 | 2031 | 2032 | 2033 | 2034 | 2035 | 2036 | 2037 | 2038 | 2039 | 2040 | 2041 | 2042 | 2043 | 2044 | 2045
Tolk Station Unit 1 | 2 | 5908687.3434 | 6063966.1979 | 6167243.2538 | 6488011.5922 | 6524775.6173 | 6655271.1296 | 6788376.5522 | 6924144.0832 | 7062626.9649 | 7203879.5042 | 7347957.0943 | 7494916.2362 | 7644814.5609 | 7797710.8521 | 7953665.0692 | 8112738.3705 | 8274993.138 | 8440493.0007 | 8609302.8607 | 8781488.9179 | 8957118.6963 | 9136261.0702 | 9318986.2916 | 9505366.0175 | 9695473.3378 | 9889382.8046 | 10087170.4607 | 10288913.8699 | 10494692.1473
Tolk Station Unit 2 | 3 | 12155168.7966 | 12474603.6521 | 12687062.0162 | 13346936.7178 | 13422566.5327 | 13691017.8634 | 13964838.2207 | 14244134.9851 | 14529017.6848 | 14819598.0385 | 15115989.9992 | 15418309.7992 | 15726675.9952 | 16041209.5151 | 16362033.7054 | 16689274.3795 | 17023059.8671 | 17363521.0645 | 17710791.4857 | 18065007.3155 | 18426307.4618 | 18794833.611 | 19170730.2832 | 19554144.8889 | 19945227.7867 | 20344132.3424 | 20751014.9892 | 21166035.289 | 21589355.9948
Total | 4 | 18063856.14 | 18538569.85 | 18854305.27 | 19834948.31 | 19947342.15 | 20346288.993 | 20753214.7729 | 21168279.0683 | 21591644.6497 | 22023477.5427 | 22463947.0935 | 22913226.0354 | 23371490.5561 | 23838920.3672 | 24315698.7746 | 24802012.7501 | 25298053.0051 | 25804014.0652 | 26320094.3465 | 26846496.2334 | 27383426.1581 | 27931094.6812 | 28489716.5749 | 29059510.9064 | 29640701.1245 | 30233515.147 | 30838185.4499 | 31454949.1589 | 32084048.1421
Scenario Adjustments
| Index | 2017: Baseline; 2018: After Reduction; 2019: After Reduction and Retirement
Scenario CapX Factors | Lookup | 2017: A; 2018: B; 2019: C
Status quo | 2 | 2017: 100%; 2018: 89.72%; 2019: 0%
230MW, Year-Round Operations | 3 | 2017: 100%; 2018: 89.72%; 2019: 97.22%
50% Capacity Factor | 4 | 2017: 100%; 2018: 89.72%; 2019: 97.22%
Summer Peaking (400MW 8 hrs, 230MW 16 hrs, 230MW off-peak) | 5 | 2017: 100%; 2018: 89.72%; 2019: 97.22%
Summer Peaking (400MW 8 hrs, 230MW 16 hrs, 0MW off-peak) | 6 | 2017: 100%; 2018: 57.94%; 2019: 75%
Summer Peaking (400MW 8 hrs, 230MW 16 hrs) + Off Peak (U1 off, U2 230MW) | 7 | 2017: 100%; 2018: 89.72%; 2019: 111.1%
Managed Decline | 8 | 2017: 100%; 2018: 89.72%; 2019: 75%
Business As Usual | 9 | 2017: 100%; 2018: 100%; 2019: 100%

## HeadCount
[9 empty] | 230MW off peak |  | 0MW off peak |  | 1 unit off, 1 at 230MW off peak
| BASELINE |  | Status Quo |  | 230MW - Year Round |  | 50% Capacity Factor |  | Summer Peaking* |  | Summer Peaking** |  | Summer Peaking*** |  | Managed Decline |  | Business As Usual
Current Labor | Two Units | Single Unit | Two Units | Single Unit | Two Units | Single Unit | Two Units | Single Unit | Two Units | Single Unit | Two Units | Single Unit | Two Units | Single Unit | Two Units | Single Unit | Two Units | Single Unit
Plant Director | 1 | 1 | 1 | 0 | 1 | 1 | 1 | 1 | 1 | 1 | 1 | 1 | 1 | 1 | 1 | 1 | 1 | 1
Administrative Assistants | 3 | 2 | 3 | 0 | 3 | 2 | 3 | 2 | 3 | 2 | 2 | 2 | 3 | 2 | 3 | 2 | 3 | 2
Finance | 1 | 1 | 1 | 0 | 1 | 1 | 1 | 1 | 1 | 1 | 0.5 | 0.5 | 1 | 1 | 1 | 0.5 | 1 | 1
Environmental | 1 | 1 | 1 | 0 | 1 | 1 | 1 | 1 | 1 | 1 | 0.5 | 0.5 | 1 | 1 | 1 | 0.5 | 1 | 1
Logistics | 4 | 3 | 4 | 0 | 4 | 2 | 4 | 2 | 4 | 2 | 2 | 2 | 4 | 2 | 4 | 2 | 4 | 2
Safety | 0 | 0 | 0 | 0 | 0 | 0 | 0 | 0 | 0 | 0 | 0 | 0 | 0 | 0 | 0 | 0 | 0 | 0
Plant Support Subtotal | 10 | 8 | 10 | 0 | 10 | 7 | 10 | 7 | 10 | 7 | 6 | 6 | 10 | 7 | 10 | 6 | 10 | 7
Manager Operations | 1 | 1 | 1 | 0 | 1 | 1 | 1 | 1 | 1 | 1 | 1 | 1 | 1 | 1 | 1 | 1 | 1 | 1
Plant Superintendent - Ops | 6 | 6 | 5 | 0 | 5 | 5 | 5 | 5 | 5 | 5 | 5 | 5 | 5 | 5 | 5 | 5 | 5 | 5
Control Operators A | 8 | 8 | 8 | 0 | 8 | 8 | 8 | 8 | 8 | 8 | 8 | 8 | 8 | 8 | 8 | 8 | 8 | 8
Control Operators B | 6 | 6 | 12 | 0 | 12 | 8 | 12 | 8 | 12 | 8 | 12 | 6 | 12 | 12 | 12 | 6 | 12 | 8
Plant Operator | 2 | 2 | 2 | 0 | 2 | 1 | 2 | 1 | 2 | 1 | 0 | 0 | 2 | 1 | 2 | 0 | 2 | 1
Apprentices | 11 | 2 | 5 | 0 | 5 | 2 | 5 | 2 | 5 | 2 | 0 | 0 | 5 | 4 | 5 | 0 | 5 | 2
Advance Hires - Apprentices | 2 | 0 | 0 | 0 | 0 | 0 | 0 | 0 | 0 | 0 | 0 | 0 | 0 | 0 | 0 | 0 | 0 | 0
Operations Subtotal | 36 | 25 | 33 | 0 | 33 | 25 | 33 | 25 | 33 | 25 | 26 | 20 | 33 | 31 | 33 | 20 | 33 | 25
Manager Maintenance | 1 | 1 | 1 | 0 | 1 | 1 | 1 | 1 | 1 | 1 | 1 | 1 | 1 | 1 | 1 | 1 | 1 | 1
Planner | 2 | 2 | 2 | 0 | 2 | 2 | 2 | 2 | 2 | 2 | 2 | 1 | 2 | 2 | 2 | 1 | 2 | 2
Plant Superintendents - Mech | 2 | 2 | 2 | 0 | 2 | 2 | 2 | 2 | 2 | 2 | 2 | 1 | 2 | 2 | 2 | 1 | 2 | 2
Mechanical Working Foreman | 7 | 5 | 6 | 0 | 6 | 4 | 6 | 4 | 6 | 4 | 2 | 2 | 6 | 4 | 6 | 2 | 6 | 4
Mechanic Journeyman | 18 | 10 | 16 | 0 | 16 | 12 | 16 | 12 | 16 | 12 | 10 | 10 | 16 | 16 | 16 | 10 | 16 | 12
Maintenance Apprentice | 4 | 2 | 4 | 0 | 4 | 0 | 4 | 0 | 4 | 0 | 0 | 0 | 4 | 0 | 4 | 0 | 4 | 0
Electrician Foreman | 1 | 1 | 1 | 0 | 1 | 1 | 1 | 1 | 1 | 1 | 1 | 1 | 1 | 1 | 1 | 1 | 1 | 1
Electrician Journeyman | 4 | 3 | 5 | 0 | 5 | 4 | 5 | 4 | 5 | 4 | 3 | 3 | 5 | 4 | 5 | 3 | 5 | 4
Electrician Apprentice | 1 | 1 | 0 | 0 | 0 | 0 | 0 | 0 | 0 | 0 | 0 | 0 | 0 | 0 | 0 | 0 | 0 | 0
Janitor Yardman | 2 | 0 | 1 | 0 | 1 | 0 | 1 | 0 | 1 | 0 | 0 | 0 | 1 | 0 | 1 | 0 | 1 | 0
Mech. Advanced Hires | 3 | 0 | 0 | 0 | 0 | 0 | 0 | 0 | 0 | 0 | 0 | 0 | 0 | 0 | 0 | 0 | 0 | 0
Mechnical Subtotal | 45 | 27 | 38 | 0 | 38 | 26 | 38 | 26 | 38 | 26 | 21 | 19 | 38 | 30 | 38 | 19 | 38 | 26
Manger Engineering | 1 | 1 | 1 | 0 | 1 | 1 | 1 | 1 | 1 | 1 | 1 | 1 | 1 | 1 | 1 | 1 | 1 | 1
Technicians | 2 | 2 | 2 | 0 | 2 | 2 | 2 | 2 | 2 | 2 | 2 | 2 | 2 | 2 | 2 | 2 | 2 | 2
Engineers | 4 | 3 | 4 | 0 | 4 | 4 | 4 | 4 | 4 | 4 | 2 | 2 | 4 | 4 | 4 | 2 | 4 | 4
Instrament Journeyman | 5 | 3 | 5 | 0 | 5 | 3 | 5 | 3 | 5 | 3 | 2 | 2 | 5 | 3 | 5 | 2 | 5 | 3
Chemist | 2 | 2 | 2 | 0 | 2 | 2 | 2 | 2 | 2 | 2 | 2 | 2 | 2 | 2 | 2 | 2 | 2 | 2
Advanced Hires (Intern) | 1 | 0 | 1 | 0 | 1 | 0 | 1 | 0 | 1 | 0 | 0 | 0 | 1 | 0 | 1 | 0 | 1 | 0
PETS Subtotal | 15 | 11 | 15 | 0 | 15 | 12 | 15 | 12 | 15 | 12 | 9 | 9 | 15 | 12 | 15 | 9 | 15 | 12
E&C engineer | 1 | 1 | 0 | 0 | 0 | 0 | 0 | 0 | 0 | 0 | 0 | 0 | 0 | 0 | 0 | 0 | 0 | 0
PETS Subtotal | 1 | 1 | 0 | 0 | 0 | 0 | 0 | 0 | 0 | 0 | 0 | 0 | 0 | 0 | 0 | 0 | 0 | 0
Totals | 107 | 72 | 96 | 0 | 96 | 70 | 96 | 70 | 96 | 70 | 62 | 54 | 96 | 80 | 96 | 54 | 96 | 70
| 32.71% | 67.29% | 89.72% | 0% | 89.72% | 97.22% | 89.72% | 97.22% | 89.72% | 97.22% | 57.94% | 75% | 89.72% | 111.1% | 89.72% | 75% | 89.72% | 97.22%

## Fixed - Other
Fixed O&M - Tolk Base, excl labor
Annual Esclation Rate | 2%
First Unit | 43.06%
Second Unit | 56.94%
Description |  | 2017 | 2018 | 2019 | 2020 | 2021 | 2022 | 2023 | 2024 | 2025 | 2026 | 2027 | 2028 | 2029 | 2030 | 2031 | 2032 | 2033 | 2034 | 2035 | 2036 | 2037 | 2038 | 2039 | 2040 | 2041 | 2042 | 2043 | 2044 | 2045
5600001: Contract Labor |  | 1634061.76 | 1656237.76 | 1976355 | 1997827.92 | 2019679 | 2060072.58 | 2101274.0316 | 2143299.5122 | 2186165.5025 | 2229888.8125 | 2274486.5888 | 2319976.3206 | 2366375.847 | 2413703.3639 | 2461977.4312 | 2511216.9798 | 2561441.3194 | 2612670.1458 | 2664923.5487 | 2718222.0197 | 2772586.4601 | 2828038.1893 | 2884598.9531 | 2942290.9321 | 3001136.7508 | 3061159.4858 | 3122382.6755 | 3184830.329 | 3248526.9356
5600006: Consulting Professional Services Other |  | 247015.24 | 248613.08 | 252218.96 | 255830.88 | 258449 | 263617.98 | 268890.3396 | 274268.1464 | 279753.5093 | 285348.5795 | 291055.5511 | 296876.6621 | 302814.1954 | 308870.4793 | 315047.8889 | 321348.8466 | 327775.8236 | 334331.34 | 341017.9668 | 347838.3262 | 354795.0927 | 361890.9945 | 369128.8144 | 376511.3907 | 384041.6185 | 391722.4509 | 399556.8999 | 407548.0379 | 415698.9987
5600041: Outside Vendor Contract LT |  | 155300.64 | 156766.96 | 158337 | 162698 | 164327 | 167613.54 | 170965.8108 | 174385.127 | 177872.8296 | 181430.2861 | 185058.8919 | 188760.0697 | 192535.2711 | 196385.9765 | 200313.6961 | 204319.97 | 208406.3694 | 212574.4968 | 216825.9867 | 221162.5064 | 225585.7566 | 230097.4717 | 234699.4211 | 239393.4095 | 244181.2777 | 249064.9033 | 254046.2014 | 259127.1254 | 264309.6679
5600066: Materials |  | 2340596.2 | 2452971.97 | 2376692.92 | 2463985.04 | 2424490 | 2472979.8 | 2522439.396 | 2572888.1839 | 2624345.9476 | 2676832.8666 | 2730369.5239 | 2784976.9144 | 2840676.4526 | 2897489.9817 | 2955439.7813 | 3014548.577 | 3074839.5485 | 3136336.3395 | 3199063.0663 | 3263044.3276 | 3328305.2141 | 3394871.3184 | 3462768.7448 | 3532024.1197 | 3602664.6021 | 3674717.8941 | 3748212.252 | 3823176.497 | 3899640.027
5600191: Employee Expenses Airfare |  | 8885.04 | 8974 | 9070.04 | 9161.08 | 9253 | 9438.06 | 9626.8212 | 9819.3576 | 10015.7448 | 10216.0597 | 10420.3809 | 10628.7885 | 10841.3643 | 11058.1915 | 11279.3554 | 11504.9425 | 11735.0413 | 11969.7422 | 12209.137 | 12453.3197 | 12702.3861 | 12956.4339 | 13215.5625 | 13479.8738 | 13749.4713 | 14024.4607 | 14304.9499 | 14591.0489 | 14882.8699
5600196: Employee Expenses Car Rental |  | 1926 | 1944.96 | 1965 | 1985.04 | 2005 | 2045.1 | 2086.002 | 2127.722 | 2170.2765 | 2213.682 | 2257.9557 | 2303.1148 | 2349.1771 | 2396.1606 | 2444.0838 | 2492.9655 | 2542.8248 | 2593.6813 | 2645.5549 | 2698.466 | 2752.4353 | 2807.484 | 2863.6337 | 2920.9064 | 2979.3245 | 3038.911 | 3099.6892 | 3161.683 | 3224.9167
5600206: Employee Expenses Mileage |  | 36519.03 | 36836.07 | 37178.02 | 37521.88 | 37898 | 38655.96 | 39429.0792 | 40217.6608 | 41022.014 | 41842.4543 | 42679.3034 | 43532.8894 | 44403.5472 | 45291.6182 | 46197.4505 | 47121.3995 | 48063.8275 | 49025.1041 | 50005.6062 | 51005.7183 | 52025.8327 | 53066.3493 | 54127.6763 | 55210.2298 | 56314.4344 | 57440.7231 | 58589.5376 | 59761.3283 | 60956.5549
5600211: Employee Expenses Conf Seminar Trng |  | 36702.96 | 36921.96 | 37292.96 | 37665.04 | 38043 | 38803.86 | 39579.9372 | 40371.5359 | 41178.9667 | 42002.546 | 42842.5969 | 43699.4489 | 44573.4378 | 45464.9066 | 46374.2047 | 47301.6888 | 48247.7226 | 49212.677 | 50196.9306 | 51200.8692 | 52224.8866 | 53269.3843 | 54334.772 | 55421.4674 | 56529.8968 | 57660.4947 | 58813.7046 | 59989.9787 | 61189.7783
5600216: Employee Expenses Hotel |  | 17818.92 | 17994 | 18173.04 | 18354.96 | 18538 | 18908.76 | 19286.9352 | 19672.6739 | 20066.1274 | 20467.4499 | 20876.7989 | 21294.3349 | 21720.2216 | 22154.626 | 22597.7186 | 23049.6729 | 23510.6664 | 23980.8797 | 24460.4973 | 24949.7073 | 25448.7014 | 25957.6754 | 26476.8289 | 27006.3655 | 27546.4928 | 28097.4227 | 28659.3711 | 29232.5586 | 29817.2097
5600221: Employee Expenses Meals |  | 44985.96 | 45425.04 | 45888.16 | 46336.92 | 46800 | 47736 | 48690.72 | 49664.5344 | 50657.8251 | 51670.9816 | 52704.4012 | 53758.4892 | 54833.659 | 55930.3322 | 57048.9389 | 58189.9176 | 59353.716 | 60540.7903 | 61751.6061 | 62986.6382 | 64246.371 | 65531.2984 | 66841.9244 | 68178.7629 | 69542.3381 | 70933.1849 | 72351.8486 | 73798.8856 | 75274.8633
5600226: Employee Expenses Meals Non-Employee |  | 7500 | 7500 | 7500 | 7500 | 7575 | 7726.5 | 7881.03 | 8038.6506 | 8199.4236 | 8363.4121 | 8530.6803 | 8701.2939 | 8875.3198 | 9052.8262 | 9233.8827 | 9418.5604 | 9606.9316 | 9799.0702 | 9995.0516 | 10194.9527 | 10398.8517 | 10606.8288 | 10818.9653 | 11035.3446 | 11256.0515 | 11481.1726 | 11710.796 | 11945.0119 | 12183.9122
5600231: Employee Expenses Parking |  | 227.04 | 228 | 228.96 | 229.92 | 232 | 236.64 | 241.3728 | 246.2003 | 251.1243 | 256.1467 | 261.2697 | 266.4951 | 271.825 | 277.2615 | 282.8067 | 288.4628 | 294.2321 | 300.1167 | 306.1191 | 312.2415 | 318.4863 | 324.856 | 331.3531 | 337.9802 | 344.7398 | 351.6346 | 358.6673 | 365.8406 | 373.1574
5600236: Employee Expenses Per Diem |  | 33300 | 33300 | 33300 | 33300 | 33633 | 34305.66 | 34991.7732 | 35691.6087 | 36405.4408 | 37133.5497 | 37876.2206 | 38633.7451 | 39406.42 | 40194.5484 | 40998.4393 | 41818.4081 | 42654.7763 | 43507.8718 | 44378.0292 | 45265.5898 | 46170.9016 | 47094.3197 | 48036.206 | 48996.9302 | 49976.8688 | 50976.4061 | 51995.9343 | 53035.853 | 54096.57
5600241: Employee Expenses Safety Equipment |  | 22077 | 22298.04 | 22520.04 | 22745.04 | 22972 | 23431.44 | 23900.0688 | 24378.0702 | 24865.6316 | 25362.9442 | 25870.2031 | 26387.6072 | 26915.3593 | 27453.6665 | 28002.7398 | 28562.7946 | 29134.0505 | 29716.7315 | 30311.0661 | 30917.2875 | 31535.6332 | 32166.3459 | 32809.6728 | 33465.8663 | 34135.1836 | 34817.8873 | 35514.245 | 36224.5299 | 36949.0205
5600246: Employee Expenses Other |  | 1443.96 | 1458 | 1472.04 | 1485.96 | 1500 | 1530 | 1560.6 | 1591.812 | 1623.6482 | 1656.1212 | 1689.2436 | 1723.0285 | 1757.4891 | 1792.6389 | 1828.4916 | 1865.0615 | 1902.3627 | 1940.4099 | 1979.2181 | 2018.8025 | 2059.1786 | 2100.3621 | 2142.3694 | 2185.2168 | 2228.9211 | 2273.4995 | 2318.9695 | 2365.3489 | 2412.6559
5600251: Employee Expense Personal Communication |  | 35349.96 | 35703 | 36060 | 36420 | 36784 | 37519.68 | 38270.0736 | 39035.4751 | 39816.1846 | 40612.5083 | 41424.7584 | 42253.2536 | 43098.3187 | 43960.285 | 44839.4907 | 45736.2806 | 46651.0062 | 47584.0263 | 48535.7068 | 49506.421 | 50496.5494 | 51506.4804 | 52536.61 | 53587.3422 | 54659.089 | 55752.2708 | 56867.3162 | 58004.6625 | 59164.7558
5600256: Office Supplies |  | 40182 | 40578.96 | 40985.04 | 41394.96 | 41809 | 42645.18 | 43498.0836 | 44368.0453 | 45255.4062 | 46160.5143 | 47083.7246 | 48025.3991 | 48985.9071 | 49965.6252 | 50964.9377 | 51984.2365 | 53023.9212 | 54084.3996 | 55166.0876 | 56269.4094 | 57394.7975 | 58542.6935 | 59713.5474 | 60907.8183 | 62125.9747 | 63368.4942 | 64635.8641 | 65928.5813 | 67247.153
5600271: Safety Recognition |  | 40954 | 41630.04 | 42042.96 | 42462.96 | 42888 | 43745.76 | 44620.6752 | 45513.0887 | 46423.3505 | 47351.8175 | 48298.8538 | 49264.8309 | 50250.1275 | 51255.1301 | 52280.2327 | 53325.8373 | 54392.3541 | 55480.2012 | 56589.8052 | 57721.6013 | 58876.0333 | 60053.554 | 61254.6251 | 62479.7176 | 63729.3119 | 65003.8982 | 66303.9761 | 67630.0556 | 68982.6568
5600291: Transportation Fleet Cost |  | 93756.96 | 94686 | 95633.04 | 96588.96 | 97555 | 99506.1 | 101496.222 | 103526.1464 | 105596.6694 | 107708.6028 | 109862.7748 | 112060.0303 | 114301.2309 | 116587.2555 | 118919.0006 | 121297.3807 | 123723.3283 | 126197.7948 | 128721.7507 | 131296.1857 | 133922.1095 | 136600.5516 | 139332.5627 | 142119.2139 | 144961.5982 | 147860.8302 | 150818.0468 | 153834.4077 | 156911.0959
5600296: Janitorial - Routine |  | 210459.72 | 212544 | 214668.96 | 216816 | 218984 | 223363.68 | 227830.9536 | 232387.5727 | 237035.3241 | 241776.0306 | 246611.5512 | 251543.7822 | 256574.6579 | 261706.151 | 266940.2741 | 272279.0795 | 277724.6611 | 283279.1544 | 288944.7375 | 294723.6322 | 300618.1048 | 306630.4669 | 312763.0763 | 319018.3378 | 325398.7046 | 331906.6787 | 338544.8122 | 345315.7085 | 352222.0226
5600316: Use Costs |  | 350000 | 375000 | 450000 | 450000 | 454500 | 463590 | 472861.8 | 482319.036 | 491965.4167 | 501804.7251 | 511840.8196 | 522077.6359 | 532519.1887 | 543169.5724 | 554032.9639 | 565113.6232 | 576415.8956 | 587944.2135 | 599703.0978 | 611697.1598 | 623931.103 | 636409.725 | 649137.9195 | 662120.6779 | 675363.0915 | 688870.3533 | 702647.7604 | 716700.7156 | 731034.7299
5600321: Lawn Care Maintenance Costs |  | 6541 | 6605 | 6671 | 6738 | 6805 | 6941.1 | 7079.922 | 7221.5204 | 7365.9508 | 7513.2699 | 7663.5353 | 7816.806 | 7973.1421 | 8132.6049 | 8295.257 | 8461.1622 | 8630.3854 | 8802.9931 | 8979.053 | 9158.634 | 9341.8067 | 9528.6429 | 9719.2157 | 9913.6 | 10111.872 | 10314.1095 | 10520.3917 | 10730.7995 | 10945.4155
5600326: Sewer Maintenance Costs |  | 10408 | 10512 | 10616 | 10722 | 10829 | 11045.58 | 11266.4916 | 11491.8214 | 11721.6579 | 11956.091 | 12195.2128 | 12439.1171 | 12687.8994 | 12941.6574 | 13200.4906 | 13464.5004 | 13733.7904 | 14008.4662 | 14288.6355 | 14574.4082 | 14865.8964 | 15163.2143 | 15466.4786 | 15775.8082 | 16091.3244 | 16413.1508 | 16741.4139 | 17076.2421 | 17417.767
5600382: Rent - Equipment |  | 85842.96 | 86553.76 | 87421.08 | 88296.16 | 89178 | 90961.56 | 92780.7912 | 94636.407 | 96529.1352 | 98459.7179 | 100428.9122 | 102437.4905 | 104486.2403 | 106575.9651 | 108707.4844 | 110881.6341 | 113099.2668 | 115361.2521 | 117668.4771 | 120021.8467 | 122422.2836 | 124870.7293 | 127368.1439 | 129915.5067 | 132513.8169 | 135164.0932 | 137867.3751 | 140624.7226 | 143437.217
5600436: Postage |  | 18871.8 | 19061.04 | 19251.96 | 19445.04 | 19639 | 20031.78 | 20432.4156 | 20841.0639 | 21257.8852 | 21683.0429 | 22116.7038 | 22559.0378 | 23010.2186 | 23470.423 | 23939.8314 | 24418.628 | 24907.0006 | 25405.1406 | 25913.2434 | 26431.5083 | 26960.1385 | 27499.3412 | 28049.3281 | 28610.3146 | 29182.5209 | 29766.1713 | 30361.4948 | 30968.7246 | 31588.0991
5600591: Dues - Professional Association |  | 1334.04 | 1347 | 1361.04 | 1374.96 | 1389 | 1416.78 | 1445.1156 | 1474.0179 | 1503.4983 | 1533.5682 | 1564.2396 | 1595.5244 | 1627.4349 | 1659.9836 | 1693.1832 | 1727.0469 | 1761.5879 | 1796.8196 | 1832.756 | 1869.4111 | 1906.7993 | 1944.9353 | 1983.834 | 2023.5107 | 2063.9809 | 2105.2606 | 2147.3658 | 2190.3131 | 2234.1193
5600721: Environmental Permits and Fees |  | 699000 | 734000 | 771000 | 810000 | 851000 | 868020 | 885380.4 | 903088.008 | 921149.7682 | 939572.7635 | 958364.2188 | 977531.5032 | 997082.1332 | 1017023.7759 | 1037364.2514 | 1058111.5364 | 1079273.7672 | 1100859.2425 | 1122876.4274 | 1145333.9559 | 1168240.635 | 1191605.4477 | 1215437.5567 | 1239746.3078 | 1264541.234 | 1289832.0587 | 1315628.6998 | 1341941.2738 | 1368780.0993
5600726: License Fees and Permits |  | 1900.2 | 1903.32 | 1925.88 | 1945.08 | 1964 | 2003.28 | 2043.3456 | 2084.2125 | 2125.8968 | 2168.4147 | 2211.783 | 2256.0187 | 2301.139 | 2347.1618 | 2394.105 | 2441.9871 | 2490.8269 | 2540.6434 | 2591.4563 | 2643.2854 | 2696.1511 | 2750.0741 | 2805.0756 | 2861.1771 | 2918.4007 | 2976.7687 | 3036.3041 | 3097.0302 | 3158.9708
910000000165: TOL2-T2 - HP IP Rotor Straightening |  | 344190 | 0 | 0 | 0 | 0 | 0 | 0 | 0 | 0 | 0 | 0 | 0 | 0 | 0 | 0 | 0 | 0 | 0 | 0 | 0 | 0 | 0 | 0 | 0 | 0 | 0 | 0 | 0 | 0
910000000515: TOL0P-Lime Pond Cleanout 17 |  | 169000 | 0 | 0 | 0 | 0 | 0 | 0 | 0 | 0 | 0 | 0 | 0 | 0 | 0 | 0 | 0 | 0 | 0 | 0 | 0 | 0 | 0 | 0 | 0 | 0 | 0 | 0 | 0 | 0
910000000516: TOL0P-Lime Pond Cleanout 18 |  | 0 | 174000 | 0 | 0 | 0 | 0 | 0 | 0 | 0 | 0 | 0 | 0 | 0 | 0 | 0 | 0 | 0 | 0 | 0 | 0 | 0 | 0 | 0 | 0 | 0 | 0 | 0 | 0 | 0
910000000517: TOL0P-Lime Pond Cleanout 19 |  | 0 | 0 | 179000 | 0 | 0 | 0 | 0 | 0 | 0 | 0 | 0 | 0 | 0 | 0 | 0 | 0 | 0 | 0 | 0 | 0 | 0 | 0 | 0 | 0 | 0 | 0 | 0 | 0 | 0
910000000518: TOL0P-Lime Pond Cleanout 20 |  | 0 | 0 | 0 | 179000 | 0 | 0 | 0 | 0 | 0 | 0 | 0 | 0 | 0 | 0 | 0 | 0 | 0 | 0 | 0 | 0 | 0 | 0 | 0 | 0 | 0 | 0 | 0 | 0 | 0
910000000519: TOL0P-Lime Pond Cleanout 21 |  | 0 | 0 | 0 | 0 | 190000 | 193800 | 197676 | 201629.52 | 205662.1104 | 209775.3526 | 213970.8597 | 218250.2769 | 222615.2824 | 227067.588 | 231608.9398 | 236241.1186 | 240965.941 | 245785.2598 | 250700.965 | 255714.9843 | 260829.284 | 266045.8696 | 271366.787 | 276794.1228 | 282330.0052 | 287976.6053 | 293736.1374 | 299610.8602 | 305603.0774
910000005869: TOL 1 OM: TOL1O-18 LP TRB VlvBlr Insp |  | 0 | 3824000 | 0 | 0 | 0 | 0 | 0 | 0 | 0 | 0 | 0 | 0 | 0 | 0 | 0 | 0 | 0 | 0 | 0 | 0 | 0 | 0 | 0 | 0 | 0 | 0 | 0 | 0 | 0
910000005870: TOL10-T1 2021 Major Overhaul |  | 0 | 0 | 0 | 0 | 1544156 | 1575039.12 | 1606539.9024 | 1638670.7004 | 1671444.1145 | 1704872.9967 | 1738970.4567 | 1773749.8658 | 1809224.8631 | 1845409.3604 | 1882317.5476 | 1919963.8986 | 1958363.1765 | 1997530.4401 | 2037481.0489 | 2078230.6698 | 2119795.2832 | 2162191.1889 | 2205435.0127 | 2249543.7129 | 2294534.5872 | 2340425.2789 | 2387233.7845 | 2434978.4602 | 2483678.0294
910000006021: TOL 2 OM: TOL2O-17 Standard Major OVH |  | 3600000 | 0 | 0 | 0 | 0 | 0 | 0 | 0 | 0 | 0 | 0 | 0 | 0 | 0 | 0 | 0 | 0 | 0 | 0 | 0 | 0 | 0 | 0 | 0 | 0 | 0 | 0 | 0 | 0
910000006023: TOL 2 OM: TOL2O-20 HP/IP GVTHRTV RH |  | 0 | 0 | 0 | 3225000 | 0 | 0 | 0 | 0 | 0 | 0 | 0 | 0 | 0 | 0 | 0 | 0 | 0 | 0 | 0 | 0 | 0 | 0 | 0 | 0 | 0 | 0 | 0 | 0 | 0
910000006025: TOL0P-Coal Mill Repairs 16 |  | 0 | 0 | 0 | 0 | 0 | 0 | 0 | 0 | 0 | 0 | 0 | 0 | 0 | 0 | 0 | 0 | 0 | 0 | 0 | 0 | 0 | 0 | 0 | 0 | 0 | 0 | 0 | 0 | 0
910000006100: TOL10-T1 2021 Major Overhaul |  | 0 | 0 | 0 | 0 | 1500000 | 1530000 | 1560600 | 1591812 | 1623648.24 | 1656121.2048 | 1689243.6289 | 1723028.5015 | 1757489.0715 | 1792638.8529 | 1828491.63 | 1865061.4626 | 1902362.6918 | 1940409.9457 | 1979218.1446 | 2018802.5075 | 2059178.5576 | 2100362.1288 | 2142369.3714 | 2185216.7588 | 2228921.094 | 2273499.5158 | 2318969.5062 | 2365348.8963 | 2412655.8742
910000007491: TOL0P-Coal Mill NonCap Rpr19 |  | 0 | 0 | 500000 | 0 | 0 | 0 | 0 | 0 | 0 | 0 | 0 | 0 | 0 | 0 | 0 | 0 | 0 | 0 | 0 | 0 | 0 | 0 | 0 | 0 | 0 | 0 | 0 | 0 | 0
910000031834: 11980484: TOL2O-2019 Mini Inspection |  | 0 | 0 | 350000 | 0 | 0 | 0 | 0 | 0 | 0 | 0 | 0 | 0 | 0 | 0 | 0 | 0 | 0 | 0 | 0 | 0 | 0 | 0 | 0 | 0 | 0 | 0 | 0 | 0 | 0
910000031835: 11807909: TOL2O-2018 Mini Inspection |  | 0 | 350000 | 0 | 0 | 0 | 0 | 0 | 0 | 0 | 0 | 0 | 0 | 0 | 0 | 0 | 0 | 0 | 0 | 0 | 0 | 0 | 0 | 0 | 0 | 0 | 0 | 0 | 0 | 0
910000031844: 12172190: TOL1O-Tolk1 Mini Inspect 2020 |  | 0 | 0 | 0 | 350000 | 0 | 0 | 0 | 0 | 0 | 0 | 0 | 0 | 0 | 0 | 0 | 0 | 0 | 0 | 0 | 0 | 0 | 0 | 0 | 0 | 0 | 0 | 0 | 0 | 0
910000031845: 11980517: TOL1O-2019 Mini Inspection |  | 0 | 0 | 350000 | 0 | 0 | 0 | 0 | 0 | 0 | 0 | 0 | 0 | 0 | 0 | 0 | 0 | 0 | 0 | 0 | 0 | 0 | 0 | 0 | 0 | 0 | 0 | 0 | 0 | 0
910000031847: 11650037: TOL1O-Tolk1 Mini Inspection17 |  | 400000 | 0 | 0 | 0 | 0 | 0 | 0 | 0 | 0 | 0 | 0 | 0 | 0 | 0 | 0 | 0 | 0 | 0 | 0 | 0 | 0 | 0 | 0 | 0 | 0 | 0 | 0 | 0 | 0
Total |  | 10696150.39 | 10735593.96 | 8134829.1 | 10672831.8 | 10192874 | 10396731.48 | 10604666.1096 | 10816759.4318 | 11033094.6204 | 11253756.5128 | 11478831.6431 | 11708408.276 | 11942576.4415 | 12181427.9703 | 12425056.5297 | 12673557.6603 | 12927028.8135 | 13185569.3898 | 13449280.7776 | 13718266.3931 | 13992631.721 | 14272484.3554 | 14557934.0425 | 14849092.7234 | 15146074.5778 | 15448996.0694 | 15757975.9908 | 16073135.5106 | 16394598.2208
Tolk Labor Budget adjusted to 2 units for modeling purposes
Description | Index | 2017 | 2018 | 2019 | 2020 | 2021 | 2022 | 2023 | 2024 | 2025 | 2026 | 2027 | 2028 | 2029 | 2030 | 2031 | 2032 | 2033 | 2034 | 2035 | 2036 | 2037 | 2038 | 2039 | 2040 | 2041 | 2042 | 2043 | 2044 | 2045
Tolk Station Unit 1 | 2 | 4605762.3579 | 4622746.7592 | 3502857.4105 | 4595721.3731 | 4389051.5444 | 4476832.5753 | 4566369.2268 | 4657696.6113 | 4750850.5436 | 4845867.5544 | 4942784.9055 | 5041640.6036 | 5142473.4157 | 5245322.884 | 5350229.3417 | 5457233.9285 | 5566378.6071 | 5677706.1792 | 5791260.3028 | 5907085.5089 | 6025227.2191 | 6145731.7634 | 6268646.3987 | 6394019.3267 | 6521899.7132 | 6652337.7075 | 6785384.4616 | 6921092.1509 | 7059513.9939
Tolk Station Unit 2 | 3 | 6090388.0321 | 6112847.2008 | 4631971.6895 | 6077110.4269 | 5803822.4556 | 5919898.9047 | 6038296.8828 | 6159062.8205 | 6282244.0769 | 6407888.9584 | 6536046.7376 | 6666767.6723 | 6800103.0258 | 6936105.0863 | 7074827.188 | 7216323.7318 | 7360650.2064 | 7507863.2105 | 7658020.4748 | 7811180.8842 | 7967404.5019 | 8126752.592 | 8289287.6438 | 8455073.3967 | 8624174.8646 | 8796658.3619 | 8972591.5292 | 9152043.3597 | 9335084.2269
Total | 4 | 10696150.39 | 10735593.96 | 8134829.1 | 10672831.8 | 10192874 | 10396731.48 | 10604666.1096 | 10816759.4318 | 11033094.6204 | 11253756.5128 | 11478831.6431 | 11708408.276 | 11942576.4415 | 12181427.9703 | 12425056.5297 | 12673557.6603 | 12927028.8135 | 13185569.3898 | 13449280.7776 | 13718266.3931 | 13992631.721 | 14272484.3554 | 14557934.0425 | 14849092.7234 | 15146074.5778 | 15448996.0694 | 15757975.9908 | 16073135.5106 | 16394598.2208
Scenario Adjustments
Scenario CapX Factors | Index | 2017: Percentage
Status quo | 2 | 2017: 100%
230MW, Year-Round Operations | 3 | 2017: 90%
50% Capacity Factor | 4 | 2017: 90%
Summer Peaking (400MW 8 hrs, 230MW 16 hrs, 230MW off-peak) | 5 | 2017: 100%
Summer Peaking (400MW 8 hrs, 230MW 16 hrs, 0MW off-peak) | 6 | 2017: 50%
Summer Peaking (400MW 8 hrs, 230MW 16 hrs) + Off Peak (U1 off, U2 230MW) | 7 | 2017: 75%
Managed Decline | 8 | 2017: 68%
Business As Usual | 9 | 2017: 100%
Note on A30: Ben Elsey: Costs have been reduced to reflect 50% Fixed and 50% Variable

## Extras
Description | -3 | -2 | -1 | COD
Jones Pipeline | 3750000 | 34000000 | 89000000 | 69250000
Hybrid Cooling | 0 | 17502883 | 127075723 | 95186910

## Tables
Scenario | U1 NCF | U2 NCF | Rev U1 NCF | Rev U2 NCF
Status quo | 84% | 84% | 84% | 84%
230MW, Year-Round Operations | 84% | 84% | 43% | 43%
50% Capacity Factor | 84% | 84% | 50% | 50% |  | MW | Hrs | MW | Hrs | MW | Hrs | Start | End | Duration | Duration | MWh | Full | Weighted
Summer Peaking (400MW 8 hrs, 230MW 16 hrs, 230MW off-peak) | 84% | 84% | 47% | 47% | Summer Peaking | 400 | 8 | 230 | 16 | 230 | 24 | 2017-05-15 | 2017-09-15 | 123 | 242 | 2182080 | 4642800 | 47%
Summer Peaking (400MW 8 hrs, 230MW 16 hrs, 0MW off-peak) | 84% | 84% | 18.2% | 18.2% | Summer Peaking | 400 | 8 | 230 | 16 | 0 | 24 | 2017-05-15 | 2017-09-15 | 123 | 242 | 846240 | 4642800 | 18.23%
Summer Peaking (400MW 8 hrs, 230MW 16 hrs) + Off Peak (U1 off, U2 230MW) | 84% | 84% | 18.2% | 47%
Managed Decline | 84% | 84% | 41% | 9.1%
Business As Usual | 84% | 84% | 84% | 84%
Sc 6 Managed
[5 empty] | 2018 | 4364160 | 9285600
Scenario 1 |  |  |  |  | 2019 | 4364160 | 9285600
Scenario 1A |  |  |  |  | 2020 | 4364160 | 9285600
Scenario 1B |  |  |  |  | 2021 | 4364160 | 9285600
Scenario 1C |  |  |  |  | 2022 | 4029600 | 9285600
Scenario 1D |  |  |  |  | 2023 | 4029600 | 9285600
Scenario 1E |  |  |  |  | 2024 | 4029600 | 9285600
Scenario 2 |  |  |  |  | 2025 | 846240 | 9285600 |  | 30391680 | 74284800 | 40.91%
Scenario 2A |  |  |  |  | 2026 | 423120 | 4642800
Scenario 2B |  |  |  |  | 2027 | 423120 | 4642800
Scenario 2C |  |  |  |  | 2028 | 423120 | 4642800
Scenario 2D |  |  |  |  | 2029 | 423120 | 4642800 |  | 1692480 | 18571200 | 9.113%
Scenario 3
Scenario 3A
Scenario 3B | [5 empty] | 32084160 | 92856000 |  | 0.34553
Scenario 3C
Scenario 3D
Scenario 4
Scenario 4A
Scenario 4B
Scenario 4C
Scenario 4D
Scenario 5
Scenario 5A
Scenario 5B
Scenario 5C
Scenario 5D
Scenario 6
Scenario 7
Scenario 7A
Scenario 7B
Scenario 7C
Scenario 7D
Scenario 7E
Scenario 8
Scenario 9
Scenario 9A
Scenario 9B
Scenario 9C
Scenario 9D
Scenario 9E
Scenario 10
Scenario 10A
Scenario 10B