{"text_format":"3","workbook":"xlsb","n_sheets":14,"sheets":["READ ME","Front Page","Xcel Information","Distribution Risk Details","SRRP Calculations","SRRR Calculations","Risk Relief Report","XB Measure Information","XB Electric Loadshapes","Program Level Information","Measure Level Information","Measure Electric Loadshape","Measure Gas Loadshape","Copy Sheet"],"not_rendered":{"charts":1,"images":4,"external_links":1,"defined_names":14,"comments":5},"read":"bin_skipped_in_rows","date_system":"1900","formulas":"cached_only","passed_over":{"ids":[37,38,1024],"n":0}}

{"sheet":"READ ME","index":0,"n_rows":67,"n_cols":4,"rows_kept":67,"merged":[[6,0,6,3],[8,0,15,0],[8,2,15,2],[11,3,15,3],[16,0,36,0],[16,2,36,2],[16,3,36,3],[37,0,38,0],[37,2,38,2],[37,3,38,3],[40,0,40,3],[42,0,44,0],[42,2,44,2],[42,3,44,3],[46,0,66,0],[46,2,66,2],[46,3,66,3]],"flags":["formulas_cached_only"]}
[]
[]
[]
[]
["Developed by ICF International "]
["Tool Usage Guidance"]
["XB Inputs: Provided by NWA Bidder"]
["Input Category","Input","Input Worksheet","Input Range"]
["Program Level Information","Total Number of Programs (#)","Program Level Information","B5"]
[null,"Total Number of Measures (#)",null,"B7"]
[null,"Is Xcel Energy the NWA Bidder? (Yes/No)",null,"B9"]
[null,"For each proposed program in a solution, assign:",null,"C13:J17"]
[null,"1.       Name of the program (text)"]
[null,"2.      Number of measures within the program (#)"]
[null,"3.     Program administration costs for each participation year ($/year)"]
[null,"4.     Program notes (if applicable) (text)"]
["Measure Level Information","For each proposed measure within each program, assign:","Measure Level Information","B14:AL43"]
[null,"1.       Applicable program (text)"]
[null,"2.      Targeted customer class (residential, small commercial, commercial and industrial)"]
[null,"3.     Measure name (text)"]
[null,"4.     Fuel type (natural gas or electric)"]
[null,"5.     Low-income flag (yes or no)"]
[null,"6.     Estimated useful lifetime (years)"]
[null,"7.      Incremental measure cost for host customer ($)"]
[null,"8.     Annual measure O&M impact for host customer ($)"]
[null,"9.     Anticipated number of assets deployed (#)"]
[null,"10.   Proposed upfront measure incentives per participant for each participation year ($)"]
[null,"11.     Proposed annual ongoing measure incentives per participant for each participation year ($)"]
[null,"12.    Whether the measure includes a solar asset (Yes/No); if yes:"]
[null,"a.      Solar PV array nameplate capacity (kW)"]
[null,"b.     Solar PV array capacity factor (%)"]
[null,"c.      Safety Factor to account for intermittency (%)"]
[null,"13.    Whether the measure includes a storage asset (Yes/No); if yes:"]
[null,"a.      Annual Average Host Customer Load (kW)"]
[null,"b.     Annual Average State of Charge (%)"]
[null,"c.      Minimum desired state of charge for BESS (%)"]
[null,"d.     Total usable energy capacity of BESS (kWh)"]
["Measure Electric Load shape","8760 hourly load shape for each proposed measure (kW)","Measure Electric Load shape","B6:AE8765"]
[null,"Note: Load Shapes must correlate to TMY3 weather data and begin on Sunday."]
["Measure Gas Load shape","If applicable, monthly gas savings estimates for each proposed measure (therms)","Measure Gas Load shape","B6:AE17"]
["XB Inputs: Provided by Xcel"]
["Input Category","Input","Input Worksheet","Input Range"]
["NWA Timing Information","1.       Base year (year of NWA solicitation)","Xcel Information","A4:B6"]
[null,"2.      Participation first year (year 1 of NWA solution deployment)"]
[null,"3.     System Risk Relief Requirement (SRRR) year (year 1 of SRRR)"]
["SRRP Peak Assignment","1.       Select SRRP peak days based on model suggestions (“1” will be placed next to the dates that should be included to calculate a bidder’s System Risk Relief Provided)","SRRP Calculations","M5: M369"]
["Distribution Risk Details","1.       Project Name (text)","Distribution Risk Details","All of “Distribution Risk Details” worksheet"]
[null,"2.      Forecasted in service date for project (year)"]
[null,"3.     System Info"]
[null,"a.      Device at Risk (text)"]
[null,"b.     Device Type (Feeder/Transformer)"]
[null,"c.      Risk Type (N-0/N-1)"]
[null,"d.     Risk Magnitude (kW)"]
[null,"4.     System Risk Relief Requirement Information"]
[null,"a.      Peak Need Starting Hour (hour beginning)"]
[null,"b.     Peak Need Ending Hour (hour beginning)"]
[null,"c.      Seasonality (summer/winter/shoulder)"]
[null,"d.     Day type (week/weekend)"]
[null,"e.      Minimum/Maximum Temp (setting to label whether the temperature threshold for peak days will be a minimum temperature at which a peak may occur, or a maximum temperature at which a peak will occur)"]
[null,"f.       Temp Threshold (F) (Outdoor air temperature at which a peak may start to occur)"]
[null,"g.      Weather Location for TMY3 Data (Weather station name)"]
[null,"5.     Feeder/Transformer Mapping Under N-0 Conditions (Note: Feeder/Transformer device mappings are captured in the “System Risk Relief Provided” calculations. If a bidder solution meets all requirements, the “Risk Relief Report” worksheet will show green checkmarks to indicate system constraints have been addressed.)"]
[null,"a.      Transformers (list of all transformers with distribution risks at N-0 conditions)"]
[null,"b.     Associated Feeders (under the named transformer, list of all feeders connected to the transformer with the N-0 risk)"]
[null,"6.     Feeder/Transformer Mapping Under N-1 Conditions (Note: Feeder/Transformer device mappings are captured in the “System Risk Relief Provided” calculations. If a bidder solution meets all requirements, the “Risk Relief Report” worksheet will show green checkmarks to indicate system constraints have been addressed.)"]
[null,"a.      Component (Transformer/Feeder) (list of all devices with distribution risks at N-1 conditions)"]
[null,"b.     Associated Devices (under the named component with an N-1 risk, list of all devices connected to the device with the N-0 risk)"]

{"sheet":"Front Page","index":1,"n_rows":20,"n_cols":12,"rows_kept":20,"merged":[[6,0,6,9],[6,10,6,12],[7,0,8,9],[7,11,7,12],[8,11,8,12],[9,0,9,9],[9,10,9,12],[17,0,17,9],[17,10,17,12],[18,0,24,9]],"flags":["formulas_cached_only"]}
[]
[]
[]
[]
["Developed by ICF International "]
["Tool Usage Guidance"]
["About",{"$nulls":9},"Data Formatting"]
["This XB is set to solicit input from the bidder for the New Weld Feeder Project.",{"$nulls":9},"Text","Input Cell"]
[{"$nulls":10},"Text","Calculated Cell"]
["Sheet Glossary",{"$nulls":9},"Acronyms"]
[null,"Xcel Team Input Required here",{"$nulls":8},"NWA","Non-Wires Alternative"]
[null,"Input Sheets",{"$nulls":8},"SRRR","System Risk Relief Required"]
[null,"Copy Sheet - Data Transfer to XCEE",{"$nulls":8},"SRRP","System Risk Relief Provided"]
[]
[]
[]
[]
["Sheet Instructions ",{"$nulls":9},"QA Box"]
["The user is required to parse through the model tab-wise. Please proceed through the sheets from left to right. Please proceed to the next sheet only once the current sheet instructs you to do so. ",{"$nulls":9},"OK to Proceed","Proceed to next tab"]
[{"$nulls":10},"Do not Proceed","Incomplete/Incorrect Data in tab"]

{"sheet":"Xcel Information","index":2,"n_rows":41,"n_cols":3,"rows_kept":41,"merged":[[0,1,1,2],[1,0,2,0],[7,5,8,5],[7,6,8,6],[9,5,10,5],[9,6,10,6]],"read":"bin_skipped_in_rows","flags":["formulas_cached_only","records_skipped"],"rows_in_doubt":{"n":0,"rows":[]},"rows_in_doubt_other":2}
["QA Box","Xcel Provided Information"]
["OK to Proceed"]
[null,"Technical Information Needed for NWA Modeling"]
[]
["Base Year",2023,""]
["Participation First Year",2023]
["SRRR Year",2025]
["SRRR End",2031]
["Participation Years",2]
[]
["Year","Participation and SRRR Years"]
[2023,"Participation Year",""]
[2024,"Participation Year",""]
[2025,""," <- System Risk Relief Required"]
[2026,""," <- System Risk Relief Required"]
[2027,""," <- System Risk Relief Required"]
[2028,""," <- System Risk Relief Required"]
[2029,""," <- System Risk Relief Required"]
[2030,""," <- System Risk Relief Required"]
[2031,""," <- System Risk Relief Required"]
[2032,"",""]
[2033,"",""]
[2034,"",""]
[2035,"",""]
[2036,"",""]
[2037,"",""]
[2038,"",""]
[2039,"",""]
[2040,"",""]
[2041,"",""]
[2042,"",""]
[2043,"",""]
[2044,"",""]
[2045,"",""]
[2046,"",""]
[2047,"",""]
[2048,"",""]
[2049,"",""]
[2050,"",""]
[2051,"",""]
[2052,"",""]

{"sheet":"Distribution Risk Details","index":3,"n_rows":29,"n_cols":10,"rows_kept":29,"merged":[[6,0,6,5],[6,8,6,11],[8,7,17,7],[20,0,20,1],[20,8,20,11],[22,7,36,7]],"read":"bin_skipped_in_rows","flags":["formulas_cached_only","records_skipped"],"rows_in_doubt":{"n":0,"rows":[]},"rows_in_doubt_other":1}
["NWA Project-Specific Information"]
["Distribution Risk Details"]
[]
["Project Name","New Weld Feeder Project"]
["Forecasted In Service Date for Project ",2025]
[]
["System Info",{"$nulls":7},"Feeder/Transformer Mapping Under N-0 Conditions"]
["Device At Risk (Name)","Device Type (Transformer/Feeder)","Risk Type (N-0/N-1)","Risk Magnitude (kW)","Peak Need Starting Hour (labeled by 0-23)","Peak Need Ending Hour (labeled by 0-23)",null,"Transformer","GRLY_TR3","WELD_TR5"]
["WELD1611","Feeder","N-0",4640,11,20,"WELD1611 (N-0)","Associated Feeders","GRLY1031","WELD1610"]
["WELD1611","Feeder","N-1",11469,4,23,"WELD1611 (N-1)",null,"GRLY1032","WELD1611"]
["GRLY1042","Feeder","N-1",7001,3,23,"GRLY1042 (N-1)",null,"GRLY1033"]
[{"$nulls":6},"",null,"GRLY1034"]
[{"$nulls":6},""]
[{"$nulls":6},""]
[{"$nulls":6},""]
[{"$nulls":6},""]
[{"$nulls":6},""]
[{"$nulls":6},""]
[]
[]
["System Risk Relief Requirement Information",{"$nulls":7},"Feeder/Transformer Mapping Under N-1 Conditions"]
["Peak Need Starting Hour (labeled by 1-24)",4,{"$nulls":5},"Component (Transformer/Feeder)","WELD1611","GRLY1032"]
["Peak Need Ending Hour (labeled by 1-24)",24,{"$nulls":5},"Applicable Feeders or Transformers for N-1 System Risk Relief Requirement","GRLY1032","GRLY1035"]
[{"$nulls":8},"ARRL1472","WELD1611"]
["Seasonality (Winter/Summer/Shoulder)","Summer",{"$nulls":6},"WELD1612","WELD1612"]
["Day Type (Weekday/Weekend)","Weekday",{"$nulls":6},"WELD1610","GRLY1038"]
["Minimum/Maximum Temp","Minimum","Maximum"]
["Temp Threshold (F)",88,"Minimum"]
["Weather Location for TMY3 Data","Broomfield-Jeffco"]

{"sheet":"SRRP Calculations","index":4,"n_rows":8763,"n_cols":120,"rows_kept":4500,"cut":true,"merged":[[2,9,2,13],[27,23,27,52],[32,55,61,55],[67,55,96,55],[102,55,131,55],[137,55,166,55],[172,55,201,55],[207,55,236,55],[242,55,271,55],[277,55,306,55],[312,55,341,55],[347,55,376,55],[382,55,411,55],[417,55,446,55],[452,55,481,55],[487,55,516,55],[522,55,551,55],[557,55,586,55],[592,55,621,55],[627,55,656,55],[662,55,691,55],[697,55,726,55],[732,55,761,55],[767,55,796,55],[802,55,831,55],[837,55,866,55]],"bounds":{"rows_first":2000,"rows_last":500,"rows_between":2000,"halvings":0},"read":"bin_skipped_in_rows","flags":["formulas_cached_only","records_skipped"],"rows_in_doubt":{"n":28,"rows":[3,4,5,28,29,30,31,32,33,34,35,36,37,38,39,40,41,42,43,44,45,46,47,48,49,50,51,52]},"rows_in_doubt_other":75}
["System Risk Relief Provided Calculations"]
[]
["Timestamp","Year","Month","Day ","Hour","Sequence Hour","Direct Normal Radiation {Wh/m2}","TMY Dry-Bulb Temperature (F)",null,"SRRP Days",{"$nulls":5},"Total Peak Days",30,{"$nulls":3},"Hour",null,"System Risk Relief Provided (kW)","Measure 1","","","","","","","","","","","","","","","","","","","","","","","","","","","","",""]
["2017-01-01T01:00:00",2017,1,1,1,1,0,17.96,null,"Date","Temperature Threshold (F)","Median Irradiation","Assign Peak Flag here","Suggested Peak Days",null,"Peak Days Selected",{"$nulls":4},1,null,0,"","","","","","","","","","","","","","","","","","","","","","","","","","","","","","",{"$nulls":3},"Hour","2017-06-25","2017-06-26","2017-06-28","2017-06-29","2017-06-30","2017-07-03","2017-07-08","2017-07-10","2017-07-11","2017-07-12","2017-07-13","2017-07-14","2017-07-16","2017-07-21","2017-07-22","2017-07-25","2017-07-26","2017-07-28","2017-07-29","2017-08-03","2017-08-04","2017-08-09","2017-08-23","2017-08-24","2017-08-29","2017-08-30","2017-08-31","2017-09-06","2017-09-07","2017-09-09"]
["2017-01-01T02:00:00",2017,1,1,2,2,0,15.98,null,"2017-01-01",37.04,213.75,"","",null,"Date","Peak Temp (F)","Avg. Irradiation","Include Flag",null,2,null,0,"","","","","","","","","","","","","","","","","","","","","","","","","","","","","","",{"$nulls":3},1,4201,4225,4273,4297,4321,4393,4513,4561,4585,4609,4633,4657,4705,4825,4849,4921,4945,4993,5017,5137,5161,5281,5617,5641,5761,5785,5809,5953,5977,6025,"","","","","","","","","","","","","","","","","","","","","","","","","","","","","","","",""]
["2017-01-01T03:00:00",2017,1,1,3,3,0,{"v":15.079999999999998,"d":"15.08"},null,"2017-01-02",39.92,{"v":19.583333333333332,"d":"19.58"},"","",null,"2017-06-25",89.96000000000001,337.5833333333333,1,null,3,null,0,"","","","","","","","","","","","","","","","","","","","","","","","","","","","","","",{"$nulls":3},2,4202,4226,4274,4298,4322,4394,4514,4562,4586,4610,4634,4658,4706,4826,4850,4922,4946,4994,5018,5138,5162,5282,5618,5642,5762,5786,5810,5954,5978,6026,"","","","","","","","","","","","","","","","","","","","","","","","","","","","","","","",""]
["2017-01-01T04:00:00",2017,1,1,4,4,0,{"v":12.920000000000002,"d":"12.92"},null,"2017-01-03",51.08,{"v":170.95833333333334,"d":"170.96"},"","",null,"2017-06-26",93.02,169.75,1,null,4,null,0,"","","","","","","","","","","","","","","","","","","","","","","","","","","","","","",{"$nulls":3},3,4203,4227,4275,4299,4323,4395,4515,4563,4587,4611,4635,4659,4707,4827,4851,4923,4947,4995,5019,5139,5163,5283,5619,5643,5763,5787,5811,5955,5979,6027,"","","","","","","","","","","","","","","","","","","","","","","","","","","","","","","",""]
["2017-01-01T05:00:00",2017,1,1,5,5,0,{"v":14,"d":"14.00"},null,"2017-01-04",64.94,{"v":196.875,"d":"196.88"},"","",null,"2017-06-28",91.03999999999999,321.3333333333333,1,null,5,null,0,"","","","","","","","","","","","","","","","","","","","","","","","","","","","","","",{"$nulls":3},4,4204,4228,4276,4300,4324,4396,4516,4564,4588,4612,4636,4660,4708,4828,4852,4924,4948,4996,5020,5140,5164,5284,5620,5644,5764,5788,5812,5956,5980,6028,"","","","","","","","","","","","","","","","","","","","","","","","","","","","","","","",""]
["2017-01-01T06:00:00",2017,1,1,6,6,0,{"v":14,"d":"14.00"},null,"2017-01-05",55.94,194.75,"","",null,"2017-06-29",89.06,360.0416666666667,1,null,6,null,0,"","","","","","","","","","","","","","","","","","","","","","","","","","","","","","",{"$nulls":3},5,4205,4229,4277,4301,4325,4397,4517,4565,4589,4613,4637,4661,4709,4829,4853,4925,4949,4997,5021,5141,5165,5285,5621,5645,5765,5789,5813,5957,5981,6029,"","","","","","","","","","","","","","","","","","","","","","","","","","","","","","","",""]
["2017-01-01T07:00:00",2017,1,1,7,7,0,{"v":12.920000000000002,"d":"12.92"},null,"2017-01-06",33.08,{"v":8.625,"d":"8.63"},"","",null,"2017-06-30",89.06,197.125,1,null,7,null,0,"","","","","","","","","","","","","","","","","","","","","","","","","","","","","","",{"$nulls":3},6,4206,4230,4278,4302,4326,4398,4518,4566,4590,4614,4638,4662,4710,4830,4854,4926,4950,4998,5022,5142,5166,5286,5622,5646,5766,5790,5814,5958,5982,6030,"","","","","","","","","","","","","","","","","","","","","","","","","","","","","","","",""]
["2017-01-01T08:00:00",2017,1,1,8,8,96,{"v":14,"d":"14.00"},null,"2017-01-07",{"v":32,"d":"32.00"},{"v":1.3333333333333333,"d":"1.33"},"","",null,"2017-07-03",89.06,253.45833333333334,1,null,8,null,0,"","","","","","","","","","","","","","","","","","","","","","","","","","","","","","",{"$nulls":3},7,4207,4231,4279,4303,4327,4399,4519,4567,4591,4615,4639,4663,4711,4831,4855,4927,4951,4999,5023,5143,5167,5287,5623,5647,5767,5791,5815,5959,5983,6031,"","","","","","","","","","","","","","","","","","","","","","","","","","","","","","","",""]
["2017-01-01T09:00:00",2017,1,1,9,9,438,{"v":19.939999999999998,"d":"19.94"},null,"2017-01-08",30.92,{"v":0.2916666666666667,"d":"0.29"},"","",null,"2017-07-08",93.02,303.6666666666667,1,null,9,null,0,"","","","","","","","","","","","","","","","","","","","","","","","","","","","","","",{"$nulls":3},8,4208,4232,4280,4304,4328,4400,4520,4568,4592,4616,4640,4664,4712,4832,4856,4928,4952,5000,5024,5144,5168,5288,5624,5648,5768,5792,5816,5960,5984,6032,"","","","","","","","","","","","","","","","","","","","","","","","","","","","","","","",""]
["2017-01-01T10:00:00",2017,1,1,10,10,757,24.98,null,"2017-01-09",{"v":42.980000000000004,"d":"42.98"},{"v":177.16666666666666,"d":"177.17"},"","",null,"2017-07-10",95,291.125,1,null,10,null,0,"","","","","","","","","","","","","","","","","","","","","","","","","","","","","","",{"$nulls":3},9,4209,4233,4281,4305,4329,4401,4521,4569,4593,4617,4641,4665,4713,4833,4857,4929,4953,5001,5025,5145,5169,5289,5625,5649,5769,5793,5817,5961,5985,6033,"","","","","","","","","","","","","","","","","","","","","","","","","","","","","","","",""]
["2017-01-01T11:00:00",2017,1,1,11,11,929,28.04,null,"2017-01-10",{"v":48.019999999999996,"d":"48.02"},{"v":226.79166666666666,"d":"226.79"},"","",null,"2017-07-11",93.92,400.7083333333333,1,null,11,null,0,"","","","","","","","","","","","","","","","","","","","","","","","","","","","","","",{"$nulls":3},10,4210,4234,4282,4306,4330,4402,4522,4570,4594,4618,4642,4666,4714,4834,4858,4930,4954,5002,5026,5146,5170,5290,5626,5650,5770,5794,5818,5962,5986,6034,"","","","","","","","","","","","","","","","","","","","","","","","","","","","","","","",""]
["2017-01-01T12:00:00",2017,1,1,12,12,920,33.08,null,"2017-01-11",57.92,{"v":263.5833333333333,"d":"263.58"},"","",null,"2017-07-12",95,313.4583333333333,1,null,12,null,0,"","","","","","","","","","","","","","","","","","","","","","","","","","","","","","",{"$nulls":3},11,4211,4235,4283,4307,4331,4403,4523,4571,4595,4619,4643,4667,4715,4835,4859,4931,4955,5003,5027,5147,5171,5291,5627,5651,5771,5795,5819,5963,5987,6035,"","","","","","","","","","","","","","","","","","","","","","","","","","","","","","","",""]
["2017-01-01T13:00:00",2017,1,1,13,13,957,35.96,null,"2017-01-12",62.96,{"v":329,"d":"329.00"},"","",null,"2017-07-13",95,478.4583333333333,1,null,13,null,0,"","","","","","","","","","","","","","","","","","","","","","","","","","","","","","",{"$nulls":3},12,4212,4236,4284,4308,4332,4404,4524,4572,4596,4620,4644,4668,4716,4836,4860,4932,4956,5004,5028,5148,5172,5292,5628,5652,5772,5796,5820,5964,5988,6036,"","","","","","","","","","","","","","","","","","","","","","","","","","","","","","","",""]
["2017-01-01T14:00:00",2017,1,1,14,14,540,37.04,null,"2017-01-13",{"v":59,"d":"59.00"},{"v":235.33333333333334,"d":"235.33"},"","",null,"2017-07-14",96.08,375.2916666666667,1,null,14,null,0,"","","","","","","","","","","","","","","","","","","","","","","","","","","","","","",{"$nulls":3},13,4213,4237,4285,4309,4333,4405,4525,4573,4597,4621,4645,4669,4717,4837,4861,4933,4957,5005,5029,5149,5173,5293,5629,5653,5773,5797,5821,5965,5989,6037,"","","","","","","","","","","","","","","","","","","","","","","","","","","","","","","",""]
["2017-01-01T15:00:00",2017,1,1,15,15,266,37.04,null,"2017-01-14",33.08,{"v":158.08333333333334,"d":"158.08"},"","",null,"2017-07-16",93.02,242,1,null,15,null,0,"","","","","","","","","","","","","","","","","","","","","","","","","","","","","","",{"$nulls":3},14,4214,4238,4286,4310,4334,4406,4526,4574,4598,4622,4646,4670,4718,4838,4862,4934,4958,5006,5030,5150,5174,5294,5630,5654,5774,5798,5822,5966,5990,6038,"","","","","","","","","","","","","","","","","","","","","","","","","","","","","","","",""]
["2017-01-01T16:00:00",2017,1,1,16,16,141,35.06,null,"2017-01-15",24.08,3.25,"","",null,"2017-07-21",91.03999999999999,157.125,1,null,16,null,0,"","","","","","","","","","","","","","","","","","","","","","","","","","","","","","",{"$nulls":3},15,4215,4239,4287,4311,4335,4407,4527,4575,4599,4623,4647,4671,4719,4839,4863,4935,4959,5007,5031,5151,5175,5295,5631,5655,5775,5799,5823,5967,5991,6039,"","","","","","","","","","","","","","","","","","","","","","","","","","","","","","","",""]
["2017-01-01T17:00:00",2017,1,1,17,17,86,{"v":32,"d":"32.00"},null,"2017-01-16",12.02,160.25,"","",null,"2017-07-22",89.06,271.6666666666667,1,null,17,null,0,"","","","","","","","","","","","","","","","","","","","","","","","","","","","","","",{"$nulls":3},16,4216,4240,4288,4312,4336,4408,4528,4576,4600,4624,4648,4672,4720,4840,4864,4936,4960,5008,5032,5152,5176,5296,5632,5656,5776,5800,5824,5968,5992,6040,"","","","","","","","","","","","","","","","","","","","","","","","","","","","","","","",""]
["2017-01-01T18:00:00",2017,1,1,18,18,0,26.96,null,"2017-01-17",{"v":26.060000000000002,"d":"26.06"},{"v":341.8333333333333,"d":"341.83"},"","",null,"2017-07-25",89.06,384.6666666666667,1,null,18,null,0,"","","","","","","","","","","","","","","","","","","","","","","","","","","","","","",{"$nulls":3},17,4217,4241,4289,4313,4337,4409,4529,4577,4601,4625,4649,4673,4721,4841,4865,4937,4961,5009,5033,5153,5177,5297,5633,5657,5777,5801,5825,5969,5993,6041,"","","","","","","","","","","","","","","","","","","","","","","","","","","","","","","",""]
["2017-01-01T19:00:00",2017,1,1,19,19,0,{"v":26.060000000000002,"d":"26.06"},null,"2017-01-18",{"v":39.019999999999996,"d":"39.02"},{"v":270.625,"d":"270.63"},"","",null,"2017-07-26",91.03999999999999,290.2083333333333,1,null,19,null,0,"","","","","","","","","","","","","","","","","","","","","","","","","","","","","","",{"$nulls":3},18,4218,4242,4290,4314,4338,4410,4530,4578,4602,4626,4650,4674,4722,4842,4866,4938,4962,5010,5034,5154,5178,5298,5634,5658,5778,5802,5826,5970,5994,6042,"","","","","","","","","","","","","","","","","","","","","","","","","","","","","","","",""]
["2017-01-01T20:00:00",2017,1,1,20,20,0,24.08,null,"2017-01-19",28.94,{"v":1.4583333333333333,"d":"1.46"},"","",null,"2017-07-28",93.92,278.2083333333333,1,null,20,null,0,"","","","","","","","","","","","","","","","","","","","","","","","","","","","","","",{"$nulls":3},19,4219,4243,4291,4315,4339,4411,4531,4579,4603,4627,4651,4675,4723,4843,4867,4939,4963,5011,5035,5155,5179,5299,5635,5659,5779,5803,5827,5971,5995,6043,"","","","","","","","","","","","","","","","","","","","","","","","","","","","","","","",""]
["2017-01-01T21:00:00",2017,1,1,21,21,0,24.98,null,"2017-01-20",30.02,{"v":327.375,"d":"327.38"},"","",null,"2017-07-29",93.02,232.875,1,null,21,null,0,"","","","","","","","","","","","","","","","","","","","","","","","","","","","","","",{"$nulls":3},20,4220,4244,4292,4316,4340,4412,4532,4580,4604,4628,4652,4676,4724,4844,4868,4940,4964,5012,5036,5156,5180,5300,5636,5660,5780,5804,5828,5972,5996,6044,"","","","","","","","","","","","","","","","","","","","","","","","","","","","","","","",""]
["2017-01-01T22:00:00",2017,1,1,22,22,0,24.98,null,"2017-01-21",35.06,{"v":221.5,"d":"221.50"},"","",null,"2017-08-03",93.02,408.8333333333333,1,null,22,null,0,"","","","","","","","","","","","","","","","","","","","","","","","","","","","","","",{"$nulls":3},21,4221,4245,4293,4317,4341,4413,4533,4581,4605,4629,4653,4677,4725,4845,4869,4941,4965,5013,5037,5157,5181,5301,5637,5661,5781,5805,5829,5973,5997,6045,"","","","","","","","","","","","","","","","","","","","","","","","","","","","","","","",""]
["2017-01-01T23:00:00",2017,1,1,23,23,0,{"v":26.060000000000002,"d":"26.06"},null,"2017-01-22",42.08,{"v":263.625,"d":"263.63"},"","",null,"2017-08-04",89.96000000000001,210.29166666666666,1,null,23,null,0,"","","","","","","","","","","","","","","","","","","","","","","","","","","","","","",{"$nulls":3},22,4222,4246,4294,4318,4342,4414,4534,4582,4606,4630,4654,4678,4726,4846,4870,4942,4966,5014,5038,5158,5182,5302,5638,5662,5782,5806,5830,5974,5998,6046,"","","","","","","","","","","","","","","","","","","","","","","","","","","","","","","",""]
["2017-01-01",2017,1,1,24,24,0,{"v":26.060000000000002,"d":"26.06"},null,"2017-01-23",48.92,{"v":80.375,"d":"80.38"},"","",null,"2017-08-09",89.06,225.66666666666666,1,null,24,null,0,"","","","","","","","","","","","","","","","","","","","","","","","","","","","","","",{"$nulls":3},23,4223,4247,4295,4319,4343,4415,4535,4583,4607,4631,4655,4679,4727,4847,4871,4943,4967,5015,5039,5159,5183,5303,5639,5663,5783,5807,5831,5975,5999,6047,"","","","","","","","","","","","","","","","","","","","","","","","","","","","","","","",""]
["2017-01-02T01:00:00",2017,1,2,1,25,0,24.98,null,"2017-01-24",46.94,{"v":236.875,"d":"236.88"},"","",null,"2017-08-23",89.06,391.5416666666667,1,{"$nulls":4},"Load Relief Provided per Participant",{"$nulls":32},24,4224,4248,4296,4320,4344,4416,4536,4584,4608,4632,4656,4680,4728,4848,4872,4944,4968,5016,5040,5160,5184,5304,5640,5664,5784,5808,5832,5976,6000,6048,"","","","","","","","","","","","","","","","","","","","","","","","","","","","","","","",""]
["2017-01-02T02:00:00",2017,1,2,2,26,0,{"v":26.060000000000002,"d":"26.06"},null,"2017-01-25",46.94,{"v":105.29166666666667,"d":"105.29"},"","",null,"2017-08-24",89.96000000000001,313.375,1,{"$nulls":4},"Measure 1","","","","","","","","","","","","","","","","","","","","","","","","","","","","",""]
["2017-01-02T03:00:00",2017,1,2,3,27,0,24.98,null,"2017-01-26",{"v":55.040000000000006,"d":"55.04"},{"v":198.91666666666666,"d":"198.92"},"","",null,"2017-08-29",89.06,385.375,1,{"$nulls":4},"","","","","","","","","","","","","","","","","","","","","","","","","","","","","",""]
["2017-01-02T04:00:00",2017,1,2,4,28,0,26.96,null,"2017-01-27",{"v":60.980000000000004,"d":"60.98"},{"v":208.29166666666666,"d":"208.29"},"","",null,"2017-08-30",91.94,206.04166666666666,1,{"$nulls":4},"","","","","","","","","","","","","","","","","","","","","","","","","","","","","",""]
["2017-01-02T05:00:00",2017,1,2,5,29,0,26.96,null,"2017-01-28",{"v":60.980000000000004,"d":"60.98"},{"v":106.95833333333333,"d":"106.96"},"","",null,"2017-08-31",93.02,428.3333333333333,1,{"$nulls":4},"","","","","","","","","","","","","","","","","","","","","","","","","","","","","","",{"$nulls":3},"Measure Names","2017-06-25","2017-06-26","2017-06-28","2017-06-29","2017-06-30","2017-07-03","2017-07-08","2017-07-10","2017-07-11","2017-07-12","2017-07-13","2017-07-14","2017-07-16","2017-07-21","2017-07-22","2017-07-25","2017-07-26","2017-07-28","2017-07-29","2017-08-03","2017-08-04","2017-08-09","2017-08-23","2017-08-24","2017-08-29","2017-08-30","2017-08-31","2017-09-06","2017-09-07","2017-09-09","","","","","","","","","","","","","","","","","","","","","","","","","","","","","","","",""]
["2017-01-02T06:00:00",2017,1,2,6,30,0,24.98,null,"2017-01-29",48.92,{"v":246.91666666666666,"d":"246.92"},"","",null,"2017-09-06",89.96000000000001,191.08333333333334,1,{"$nulls":4},"","","","","","","","","","","","","","","","","","","","","","","","","","","","","","",null,null,"Hour 1","Measure 1","","`","","","","","","","","","","","","","","","","","","","","","","","","","","","","","","","","","","","","","","","","","","","","","","","","","","","","","","","","","","","","",""]
["2017-01-02T07:00:00",2017,1,2,7,31,0,26.96,null,"2017-01-30",53.06,{"v":139.20833333333334,"d":"139.21"},"","",null,"2017-09-07",93.02,282.75,1,{"$nulls":4},"","","","","","","","","","","","","","","","","","","","","","","","","","","","","","",{"$nulls":3},"","","","","","","","","","","","","","","","","","","","","","","","","","","","","","","","","","","","","","","","","","","","","","","","","","","","","","","","","","","","","","","",""]
["2017-01-02T08:00:00",2017,1,2,8,32,0,24.08,null,"2017-01-31",53.06,123.25,"","",null,"2017-09-09",91.94,268.4583333333333,1,{"$nulls":4},"","","","","","","","","","","","","","","","","","","","","","","","","","","","","","",{"$nulls":3},"","","","","","","","","","","","","","","","","","","","","","","","","","","","","","","","","","","","","","","","","","","","","","","","","","","","","","","","","","","","","","","",""]
["2017-01-02T09:00:00",2017,1,2,9,33,47,28.04,null,"2017-02-01",{"v":42.980000000000004,"d":"42.98"},270.25,"","",{"$nulls":9},"","","","","","","","","","","","","","","","","","","","","","","","","","","","","","",{"$nulls":3},"","","","","","","","","","","","","","","","","","","","","","","","","","","","","","","","","","","","","","","","","","","","","","","","","","","","","","","","","","","","","","","",""]
["2017-01-02T10:00:00",2017,1,2,10,34,11,33.98,null,"2017-02-02",30.92,{"v":1,"d":"1.00"},"","",{"$nulls":9},"","","","","","","","","","","","","","","","","","","","","","","","","","","","","","",{"$nulls":3},"","","","","","","","","","","","","","","","","","","","","","","","","","","","","","","","","","","","","","","","","","","","","","","","","","","","","","","","","","","","","","","",""]
["2017-01-02T11:00:00",2017,1,2,11,35,32,37.94,null,"2017-02-03",42.08,{"v":353.2916666666667,"d":"353.29"},"","",{"$nulls":9},"","","","","","","","","","","","","","","","","","","","","","","","","","","","","","",{"$nulls":3},"","","","","","","","","","","","","","","","","","","","","","","","","","","","","","","","","","","","","","","","","","","","","","","","","","","","","","","","","","","","","","","",""]
["2017-01-02T12:00:00",2017,1,2,12,36,353,37.94,null,"2017-02-04",{"v":57.019999999999996,"d":"57.02"},{"v":260.1666666666667,"d":"260.17"},"","",{"$nulls":9},"","","","","","","","","","","","","","","","","","","","","","","","","","","","","","",{"$nulls":3},"","","","","","","","","","","","","","","","","","","","","","","","","","","","","","","","","","","","","","","","","","","","","","","","","","","","","","","","","","","","","","","",""]
["2017-01-02T13:00:00",2017,1,2,13,37,5,{"v":39.019999999999996,"d":"39.02"},null,"2017-02-05",35.96,{"v":175.16666666666666,"d":"175.17"},"","",{"$nulls":9},"","","","","","","","","","","","","","","","","","","","","","","","","","","","","","",{"$nulls":3},"","","","","","","","","","","","","","","","","","","","","","","","","","","","","","","","","","","","","","","","","","","","","","","","","","","","","","","","","","","","","","","",""]
["2017-01-02T14:00:00",2017,1,2,14,38,10,{"v":39.019999999999996,"d":"39.02"},null,"2017-02-06",53.96,{"v":314.9583333333333,"d":"314.96"},"","",{"$nulls":9},"","","","","","","","","","","","","","","","","","","","","","","","","","","","","","",{"$nulls":3},"","","","","","","","","","","","","","","","","","","","","","","","","","","","","","","","","","","","","","","","","","","","","","","","","","","","","","","","","","","","","","","",""]
["2017-01-02T15:00:00",2017,1,2,15,39,8,39.92,null,"2017-02-07",{"v":60.980000000000004,"d":"60.98"},{"v":334.375,"d":"334.38"},"","",{"$nulls":9},"","","","","","","","","","","","","","","","","","","","","","","","","","","","","","",{"$nulls":3},"","","","","","","","","","","","","","","","","","","","","","","","","","","","","","","","","","","","","","","","","","","","","","","","","","","","","","","","","","","","","","","",""]
["2017-01-02T16:00:00",2017,1,2,16,40,1,39.92,null,"2017-02-08",44.96,257.25,"","",{"$nulls":9},"","","","","","","","","","","","","","","","","","","","","","","","","","","","","","",{"$nulls":3},"","","","","","","","","","","","","","","","","","","","","","","","","","","","","","","","","","","","","","","","","","","","","","","","","","","","","","","","","","","","","","","",""]
["2017-01-02T17:00:00",2017,1,2,17,41,3,{"v":39.019999999999996,"d":"39.02"},null,"2017-02-09",{"v":50,"d":"50.00"},{"v":362.4583333333333,"d":"362.46"},"","",{"$nulls":9},"","","","","","","","","","","","","","","","","","","","","","","","","","","","","","",{"$nulls":3},"","","","","","","","","","","","","","","","","","","","","","","","","","","","","","","","","","","","","","","","","","","","","","","","","","","","","","","","","","","","","","","",""]
["2017-01-02T18:00:00",2017,1,2,18,42,0,35.96,null,"2017-02-10",{"v":55.040000000000006,"d":"55.04"},{"v":213.41666666666666,"d":"213.42"},"","",{"$nulls":9},"","","","","","","","","","","","","","","","","","","","","","","","","","","","","","",{"$nulls":3},"","","","","","","","","","","","","","","","","","","","","","","","","","","","","","","","","","","","","","","","","","","","","","","","","","","","","","","","","","","","","","","",""]
["2017-01-02T19:00:00",2017,1,2,19,43,0,33.08,null,"2017-02-11",64.94,351.75,"","",{"$nulls":9},"","","","","","","","","","","","","","","","","","","","","","","","","","","","","","",{"$nulls":3},"","","","","","","","","","","","","","","","","","","","","","","","","","","","","","","","","","","","","","","","","","","","","","","","","","","","","","","","","","","","","","","",""]
["2017-01-02T20:00:00",2017,1,2,20,44,0,33.98,null,"2017-02-12",64.94,{"v":230.5,"d":"230.50"},"","",{"$nulls":9},"","","","","","","","","","","","","","","","","","","","","","","","","","","","","","",{"$nulls":3},"","","","","","","","","","","","","","","","","","","","","","","","","","","","","","","","","","","","","","","","","","","","","","","","","","","","","","","","","","","","","","","",""]
["2017-01-02T21:00:00",2017,1,2,21,45,0,{"v":32,"d":"32.00"},null,"2017-02-13",30.92,{"v":1.6666666666666667,"d":"1.67"},"","",{"$nulls":9},"","","","","","","","","","","","","","","","","","","","","","","","","","","","","","",{"$nulls":3},"","","","","","","","","","","","","","","","","","","","","","","","","","","","","","","","","","","","","","","","","","","","","","","","","","","","","","","","","","","","","","","",""]
["2017-01-02T22:00:00",2017,1,2,22,46,0,{"v":32,"d":"32.00"},null,"2017-02-14",15.98,{"v":21.625,"d":"21.63"},"","",{"$nulls":9},"","","","","","","","","","","","","","","","","","","","","","","","","","","","","","",{"$nulls":3},"","","","","","","","","","","","","","","","","","","","","","","","","","","","","","","","","","","","","","","","","","","","","","","","","","","","","","","","","","","","","","","",""]
["2017-01-02T23:00:00",2017,1,2,23,47,0,28.94,null,"2017-02-15",{"v":12.920000000000002,"d":"12.92"},{"v":26.708333333333332,"d":"26.71"},"","",{"$nulls":9},"","","","","","","","","","","","","","","","","","","","","","","","","","","","","","",{"$nulls":3},"","","","","","","","","","","","","","","","","","","","","","","","","","","","","","","","","","","","","","","","","","","","","","","","","","","","","","","","","","","","","","","",""]
["2017-01-02",2017,1,2,24,48,0,26.96,null,"2017-02-16",33.08,{"v":315.625,"d":"315.63"},"","",{"$nulls":9},"","","","","","","","","","","","","","","","","","","","","","","","","","","","","","",{"$nulls":3},"","","","","","","","","","","","","","","","","","","","","","","","","","","","","","","","","","","","","","","","","","","","","","","","","","","","","","","","","","","","","","","",""]
["2017-01-03T01:00:00",2017,1,3,1,49,0,{"v":26.060000000000002,"d":"26.06"},null,"2017-02-17",{"v":48.019999999999996,"d":"48.02"},{"v":147.33333333333334,"d":"147.33"},"","",{"$nulls":9},"","","","","","","","","","","","","","","","","","","","","","","","","","","","","","",{"$nulls":3},"","","","","","","","","","","","","","","","","","","","","","","","","","","","","","","","","","","","","","","","","","","","","","","","","","","","","","","","","","","","","","","",""]
["2017-01-03T02:00:00",2017,1,3,2,50,0,{"v":23,"d":"23.00"},null,"2017-02-18",37.04,{"v":175.20833333333334,"d":"175.21"},"","",{"$nulls":9},"","","","","","","","","","","","","","","","","","","","","","","","","","","","","","",{"$nulls":3},"","","","","","","","","","","","","","","","","","","","","","","","","","","","","","","","","","","","","","","","","","","","","","","","","","","","","","","","","","","","","","","",""]
["2017-01-03T03:00:00",2017,1,3,3,51,0,{"v":23,"d":"23.00"},null,"2017-02-19",39.92,{"v":313.4166666666667,"d":"313.42"},"","",{"$nulls":42},"","","","","","","","","","","","","","","","","","","","","","","","","","","","","","","","","","","","","","","","","","","","","","","","","","","","","","","","","","","","","","","",""]
["2017-01-03T04:00:00",2017,1,3,4,52,0,21.92,null,"2017-02-20",{"v":39.019999999999996,"d":"39.02"},{"v":66.45833333333333,"d":"66.46"},"","",{"$nulls":42},"","","","","","","","","","","","","","","","","","","","","","","","","","","","","","","","","","","","","","","","","","","","","","","","","","","","","","","","","","","","","","","",""]
["2017-01-03T05:00:00",2017,1,3,5,53,0,{"v":19.939999999999998,"d":"19.94"},null,"2017-02-21",46.04,{"v":71.95833333333333,"d":"71.96"},"","",{"$nulls":42},"","","","","","","","","","","","","","","","","","","","","","","","","","","","","","","","","","","","","","","","","","","","","","","","","","","","","","","","","","","","","","","",""]
["2017-01-03T06:00:00",2017,1,3,6,54,0,19.04,null,"2017-02-22",{"v":48.019999999999996,"d":"48.02"},{"v":292.9166666666667,"d":"292.92"},"","",{"$nulls":42},"","","","","","","","","","","","","","","","","","","","","","","","","","","","","","","","","","","","","","","","","","","","","","","","","","","","","","","","","","","","","","","",""]
["2017-01-03T07:00:00",2017,1,3,7,55,0,21.02,null,"2017-02-23",{"v":57.019999999999996,"d":"57.02"},{"v":382.2083333333333,"d":"382.21"},"","",{"$nulls":42},"","","","","","","","","","","","","","","","","","","","","","","","","","","","","","","","","","","","","","","","","","","","","","","","","","","","","","","","","","","","","","","",""]
["2017-01-03T08:00:00",2017,1,3,8,56,93,{"v":23,"d":"23.00"},null,"2017-02-24",53.96,{"v":230.125,"d":"230.13"},"","",{"$nulls":42},"","","","","","","","","","","","","","","","","","","","","","","","","","","","","","","","","","","","","","","","","","","","","","","","","","","","","","","","","","","","","","","",""]
["2017-01-03T09:00:00",2017,1,3,9,57,321,28.04,null,"2017-02-25",{"v":57.019999999999996,"d":"57.02"},{"v":212.125,"d":"212.13"},"","",{"$nulls":42},"","","","","","","","","","","","","","","","","","","","","","","","","","","","","","","","","","","","","","","","","","","","","","","","","","","","","","","","","","","","","","","",""]
["2017-01-03T10:00:00",2017,1,3,10,58,666,33.98,null,"2017-02-26",{"v":50,"d":"50.00"},{"v":2.8333333333333335,"d":"2.83"},"","",{"$nulls":42},"","","","","","","","","","","","","","","","","","","","","","","","","","","","","","","","","","","","","","","","","","","","","","","","","","","","","","","","","","","","","","","",""]
["2017-01-03T11:00:00",2017,1,3,11,59,740,{"v":39.019999999999996,"d":"39.02"},null,"2017-02-27",{"v":41,"d":"41.00"},{"v":1.2916666666666667,"d":"1.29"},"","",{"$nulls":42},"","","","","","","","","","","","","","","","","","","","","","","","","","","","","","","","","","","","","","","","","","","","","","","","","","","","","","","","","","","","","","","",""]
["2017-01-03T12:00:00",2017,1,3,12,60,513,44.06,null,"2017-02-28",35.06,{"v":17.166666666666668,"d":"17.17"},"",""]
["2017-01-03T13:00:00",2017,1,3,13,61,669,{"v":48.019999999999996,"d":"48.02"},null,"2017-03-01",{"v":55.040000000000006,"d":"55.04"},180.25,"",""]
["2017-01-03T14:00:00",2017,1,3,14,62,594,{"v":50,"d":"50.00"},null,"2017-03-02",{"v":55.040000000000006,"d":"55.04"},{"v":160,"d":"160.00"},"",""]
["2017-01-03T15:00:00",2017,1,3,15,63,322,51.08,null,"2017-03-03",{"v":41,"d":"41.00"},{"v":5.041666666666667,"d":"5.04"},"",""]
["2017-01-03T16:00:00",2017,1,3,16,64,176,{"v":48.019999999999996,"d":"48.02"},null,"2017-03-04",{"v":39.019999999999996,"d":"39.02"},{"v":77.08333333333333,"d":"77.08"},"","",{"$nulls":42},"Measure Names","2017-06-25","2017-06-26","2017-06-28","2017-06-29","2017-06-30","2017-07-03","2017-07-08","2017-07-10","2017-07-11","2017-07-12","2017-07-13","2017-07-14","2017-07-16","2017-07-21","2017-07-22","2017-07-25","2017-07-26","2017-07-28","2017-07-29","2017-08-03","2017-08-04","2017-08-09","2017-08-23","2017-08-24","2017-08-29","2017-08-30","2017-08-31","2017-09-06","2017-09-07","2017-09-09","","","","","","","","","","","","","","","","","","","","","","","","","","","","","","","",""]
["2017-01-03T17:00:00",2017,1,3,17,65,9,44.06,null,"2017-03-05",46.94,{"v":349.5833333333333,"d":"349.58"},"","",{"$nulls":41},"Hour 2","Measure 1","","","","","","","","","","","","","","","","","","","","","","","","","","","","","","","","","","","","","","","","","","","","","","","","","","","","","","","","","","","","","","",""]
["2017-01-03T18:00:00",2017,1,3,18,66,0,{"v":41,"d":"41.00"},null,"2017-03-06",{"v":39.019999999999996,"d":"39.02"},{"v":160.125,"d":"160.13"},"","",{"$nulls":42},"","","","","","","","","","","","","","","","","","","","","","","","","","","","","","","","","","","","","","","","","","","","","","","","","","","","","","","","","","","","","","","",""]
["2017-01-03T19:00:00",2017,1,3,19,67,0,37.94,null,"2017-03-07",30.92,{"v":0.5833333333333334,"d":"0.58"},"","",{"$nulls":42},"","","","","","","","","","","","","","","","","","","","","","","","","","","","","","","","","","","","","","","","","","","","","","","","","","","","","","","","","","","","","","","",""]
["2017-01-03T20:00:00",2017,1,3,20,68,0,{"v":39.019999999999996,"d":"39.02"},null,"2017-03-08",44.96,{"v":340.5,"d":"340.50"},"","",{"$nulls":42},"","","","","","","","","","","","","","","","","","","","","","","","","","","","","","","","","","","","","","","","","","","","","","","","","","","","","","","","","","","","","","","",""]
["2017-01-03T21:00:00",2017,1,3,21,69,0,37.04,null,"2017-03-09",44.96,{"v":422.6666666666667,"d":"422.67"},"","",{"$nulls":42},"","","","","","","","","","","","","","","","","","","","","","","","","","","","","","","","","","","","","","","","","","","","","","","","","","","","","","","","","","","","","","","",""]
["2017-01-03T22:00:00",2017,1,3,22,70,0,35.96,null,"2017-03-10",46.04,424.75,"","",{"$nulls":42},"","","","","","","","","","","","","","","","","","","","","","","","","","","","","","","","","","","","","","","","","","","","","","","","","","","","","","","","","","","","","","","",""]
["2017-01-03T23:00:00",2017,1,3,23,71,0,35.06,null,"2017-03-11",{"v":50,"d":"50.00"},{"v":343.625,"d":"343.63"},"","",{"$nulls":42},"","","","","","","","","","","","","","","","","","","","","","","","","","","","","","","","","","","","","","","","","","","","","","","","","","","","","","","","","","","","","","","",""]
["2017-01-03",2017,1,3,24,72,0,30.92,null,"2017-03-12",{"v":51.980000000000004,"d":"51.98"},{"v":218.29166666666666,"d":"218.29"},"","",{"$nulls":42},"","","","","","","","","","","","","","","","","","","","","","","","","","","","","","","","","","","","","","","","","","","","","","","","","","","","","","","","","","","","","","","",""]
["2017-01-04T01:00:00",2017,1,4,1,73,0,30.02,null,"2017-03-13",53.06,{"v":175.5,"d":"175.50"},"","",{"$nulls":42},"","","","","","","","","","","","","","","","","","","","","","","","","","","","","","","","","","","","","","","","","","","","","","","","","","","","","","","","","","","","","","","",""]
["2017-01-04T02:00:00",2017,1,4,2,74,0,30.02,null,"2017-03-14",{"v":57.019999999999996,"d":"57.02"},{"v":298.8333333333333,"d":"298.83"},"","",{"$nulls":42},"","","","","","","","","","","","","","","","","","","","","","","","","","","","","","","","","","","","","","","","","","","","","","","","","","","","","","","","","","","","","","","",""]
["2017-01-04T03:00:00",2017,1,4,3,75,0,33.98,null,"2017-03-15",57.92,272.25,"","",{"$nulls":42},"","","","","","","","","","","","","","","","","","","","","","","","","","","","","","","","","","","","","","","","","","","","","","","","","","","","","","","","","","","","","","","",""]
["2017-01-04T04:00:00",2017,1,4,4,76,0,33.08,null,"2017-03-16",62.06,{"v":296.9166666666667,"d":"296.92"},"","",{"$nulls":42},"","","","","","","","","","","","","","","","","","","","","","","","","","","","","","","","","","","","","","","","","","","","","","","","","","","","","","","","","","","","","","","",""]
["2017-01-04T05:00:00",2017,1,4,5,77,0,30.92,null,"2017-03-17",{"v":51.980000000000004,"d":"51.98"},{"v":133.70833333333334,"d":"133.71"},"","",{"$nulls":42},"","","","","","","","","","","","","","","","","","","","","","","","","","","","","","","","","","","","","","","","","","","","","","","","","","","","","","","","","","","","","","","",""]
["2017-01-04T06:00:00",2017,1,4,6,78,0,28.04,null,"2017-03-18",44.06,{"v":238.79166666666666,"d":"238.79"},"","",{"$nulls":42},"","","","","","","","","","","","","","","","","","","","","","","","","","","","","","","","","","","","","","","","","","","","","","","","","","","","","","","","","","","","","","","",""]
["2017-01-04T07:00:00",2017,1,4,7,79,0,33.08,null,"2017-03-19",53.06,{"v":142.91666666666666,"d":"142.92"},"","",{"$nulls":42},"","","","","","","","","","","","","","","","","","","","","","","","","","","","","","","","","","","","","","","","","","","","","","","","","","","","","","","","","","","","","","","",""]
["2017-01-04T08:00:00",2017,1,4,8,80,34,{"v":42.980000000000004,"d":"42.98"},null,"2017-03-20",{"v":48.019999999999996,"d":"48.02"},{"v":30.333333333333332,"d":"30.33"},"","",{"$nulls":42},"","","","","","","","","","","","","","","","","","","","","","","","","","","","","","","","","","","","","","","","","","","","","","","","","","","","","","","","","","","","","","","",""]
["2017-01-04T09:00:00",2017,1,4,9,81,173,46.04,null,"2017-03-21",37.94,{"v":0,"d":"0.00"},"","",{"$nulls":42},"","","","","","","","","","","","","","","","","","","","","","","","","","","","","","","","","","","","","","","","","","","","","","","","","","","","","","","","","","","","","","","",""]
["2017-01-04T10:00:00",2017,1,4,10,82,424,53.06,null,"2017-03-22",53.96,{"v":306,"d":"306.00"},"","",{"$nulls":42},"","","","","","","","","","","","","","","","","","","","","","","","","","","","","","","","","","","","","","","","","","","","","","","","","","","","","","","","","","","","","","","",""]
["2017-01-04T11:00:00",2017,1,4,11,83,587,{"v":59,"d":"59.00"},null,"2017-03-23",60.08,{"v":273.2916666666667,"d":"273.29"},"","",{"$nulls":42},"","","","","","","","","","","","","","","","","","","","","","","","","","","","","","","","","","","","","","","","","","","","","","","","","","","","","","","","","","","","","","","",""]
["2017-01-04T12:00:00",2017,1,4,12,84,728,62.96,null,"2017-03-24",46.94,{"v":17.666666666666668,"d":"17.67"},"","",{"$nulls":42},"","","","","","","","","","","","","","","","","","","","","","","","","","","","","","","","","","","","","","","","","","","","","","","","","","","","","","","","","","","","","","","",""]
["2017-01-04T13:00:00",2017,1,4,13,85,713,64.94,null,"2017-03-25",{"v":60.980000000000004,"d":"60.98"},{"v":261.7916666666667,"d":"261.79"},"","",{"$nulls":42},"","","","","","","","","","","","","","","","","","","","","","","","","","","","","","","","","","","","","","","","","","","","","","","","","","","","","","","","","","","","","","","",""]
["2017-01-04T14:00:00",2017,1,4,14,86,697,64.94,null,"2017-03-26",69.98,{"v":251.125,"d":"251.13"},"","",{"$nulls":42},"","","","","","","","","","","","","","","","","","","","","","","","","","","","","","","","","","","","","","","","","","","","","","","","","","","","","","","","","","","","","","","",""]
["2017-01-04T15:00:00",2017,1,4,15,87,746,{"v":64.03999999999999,"d":"64.04"},null,"2017-03-27",64.94,{"v":275.5416666666667,"d":"275.54"},"","",{"$nulls":42},"","","","","","","","","","","","","","","","","","","","","","","","","","","","","","","","","","","","","","","","","","","","","","","","","","","","","","","","","","","","","","","",""]
["2017-01-04T16:00:00",2017,1,4,16,88,389,62.06,null,"2017-03-28",44.06,{"v":0.625,"d":"0.63"},"","",{"$nulls":42},"","","","","","","","","","","","","","","","","","","","","","","","","","","","","","","","","","","","","","","","","","","","","","","","","","","","","","","","","","","","","","","",""]
["2017-01-04T17:00:00",2017,1,4,17,89,234,{"v":55.040000000000006,"d":"55.04"},null,"2017-03-29",{"v":60.980000000000004,"d":"60.98"},{"v":365.1666666666667,"d":"365.17"},"","",{"$nulls":42},"","","","","","","","","","","","","","","","","","","","","","","","","","","","","","","","","","","","","","","","","","","","","","","","","","","","","","","","","","","","","","","",""]
["2017-01-04T18:00:00",2017,1,4,18,90,0,51.08,null,"2017-03-30",{"v":64.03999999999999,"d":"64.04"},{"v":196.375,"d":"196.38"},"","",{"$nulls":42},"","","","","","","","","","","","","","","","","","","","","","","","","","","","","","","","","","","","","","","","","","","","","","","","","","","","","","","","","","","","","","","",""]
["2017-01-04T19:00:00",2017,1,4,19,91,0,48.92,null,"2017-03-31",{"v":55.040000000000006,"d":"55.04"},{"v":400.9583333333333,"d":"400.96"},"","",{"$nulls":42},"","","","","","","","","","","","","","","","","","","","","","","","","","","","","","","","","","","","","","","","","","","","","","","","","","","","","","","","","","","","","","","",""]
["2017-01-04T20:00:00",2017,1,4,20,92,0,46.94,null,"2017-04-01",62.96,{"v":96.375,"d":"96.38"},"","",{"$nulls":42},"","","","","","","","","","","","","","","","","","","","","","","","","","","","","","","","","","","","","","","","","","","","","","","","","","","","","","","","","","","","","","","",""]
["2017-01-04T21:00:00",2017,1,4,21,93,0,46.04,null,"2017-04-02",64.94,{"v":128.20833333333334,"d":"128.21"},"","",{"$nulls":42},"","","","","","","","","","","","","","","","","","","","","","","","","","","","","","","","","","","","","","","","","","","","","","","","","","","","","","","","","","","","","","","",""]
["2017-01-04T22:00:00",2017,1,4,22,94,0,{"v":41,"d":"41.00"},null,"2017-04-03",33.08,{"v":1.0833333333333333,"d":"1.08"},"","",{"$nulls":42},"","","","","","","","","","","","","","","","","","","","","","","","","","","","","","","","","","","","","","","","","","","","","","","","","","","","","","","","","","","","","","","",""]
["2017-01-04T23:00:00",2017,1,4,23,95,0,42.08,null,"2017-04-04",39.92,{"v":310.0833333333333,"d":"310.08"},"",""]
["2017-01-04",2017,1,4,24,96,0,33.08,null,"2017-04-05",{"v":55.040000000000006,"d":"55.04"},{"v":322.5416666666667,"d":"322.54"},"",""]
["2017-01-05T01:00:00",2017,1,5,1,97,0,30.92,null,"2017-04-06",62.06,{"v":460.3333333333333,"d":"460.33"},"",""]
["2017-01-05T02:00:00",2017,1,5,2,98,0,{"v":32,"d":"32.00"},null,"2017-04-07",{"v":60.980000000000004,"d":"60.98"},{"v":87.08333333333333,"d":"87.08"},"",""]
["2017-01-05T03:00:00",2017,1,5,3,99,0,26.96,null,"2017-04-08",{"v":55.040000000000006,"d":"55.04"},{"v":28.541666666666668,"d":"28.54"},"","",{"$nulls":42},"Measure Names","2017-06-25","2017-06-26","2017-06-28","2017-06-29","2017-06-30","2017-07-03","2017-07-08","2017-07-10","2017-07-11","2017-07-12","2017-07-13","2017-07-14","2017-07-16","2017-07-21","2017-07-22","2017-07-25","2017-07-26","2017-07-28","2017-07-29","2017-08-03","2017-08-04","2017-08-09","2017-08-23","2017-08-24","2017-08-29","2017-08-30","2017-08-31","2017-09-06","2017-09-07","2017-09-09","","","","","","","","","","","","","","","","","","","","","","","","","","","","","","","",""]
["2017-01-05T04:00:00",2017,1,5,4,100,0,{"v":39.019999999999996,"d":"39.02"},null,"2017-04-09",{"v":59,"d":"59.00"},{"v":180.08333333333334,"d":"180.08"},"","",{"$nulls":41},"Hour 3","Measure 1","","","","","","","","","","","","","","","","","","","","","","","","","","","","","","","","","","","","","","","","","","","","","","","","","","","","","","","","","","","","","","",""]
["2017-01-05T05:00:00",2017,1,5,5,101,0,{"v":41,"d":"41.00"},null,"2017-04-10",{"v":60.980000000000004,"d":"60.98"},249.25,"","",{"$nulls":42},"","","","","","","","","","","","","","","","","","","","","","","","","","","","","","","","","","","","","","","","","","","","","","","","","","","","","","","","","","","","","","","",""]
["2017-01-05T06:00:00",2017,1,5,6,102,0,46.04,null,"2017-04-11",{"v":64.03999999999999,"d":"64.04"},{"v":117.29166666666667,"d":"117.29"},"","",{"$nulls":42},"","","","","","","","","","","","","","","","","","","","","","","","","","","","","","","","","","","","","","","","","","","","","","","","","","","","","","","","","","","","","","","",""]
["2017-01-05T07:00:00",2017,1,5,7,103,0,46.94,null,"2017-04-12",64.94,{"v":256.5416666666667,"d":"256.54"},"","",{"$nulls":42},"","","","","","","","","","","","","","","","","","","","","","","","","","","","","","","","","","","","","","","","","","","","","","","","","","","","","","","","","","","","","","","",""]
["2017-01-05T08:00:00",2017,1,5,8,104,25,{"v":48.019999999999996,"d":"48.02"},null,"2017-04-13",60.08,{"v":225.91666666666666,"d":"225.92"},"","",{"$nulls":42},"","","","","","","","","","","","","","","","","","","","","","","","","","","","","","","","","","","","","","","","","","","","","","","","","","","","","","","","","","","","","","","",""]
["2017-01-05T09:00:00",2017,1,5,9,105,236,{"v":50,"d":"50.00"},null,"2017-04-14",{"v":55.040000000000006,"d":"55.04"},{"v":458.1666666666667,"d":"458.17"},"","",{"$nulls":42},"","","","","","","","","","","","","","","","","","","","","","","","","","","","","","","","","","","","","","","","","","","","","","","","","","","","","","","","","","","","","","","",""]
["2017-01-05T10:00:00",2017,1,5,10,106,349,53.06,null,"2017-04-15",{"v":64.03999999999999,"d":"64.04"},{"v":468.625,"d":"468.63"},"","",{"$nulls":42},"","","","","","","","","","","","","","","","","","","","","","","","","","","","","","","","","","","","","","","","","","","","","","","","","","","","","","","","","","","","","","","",""]
["2017-01-05T11:00:00",2017,1,5,11,107,785,55.94,null,"2017-04-16",62.06,{"v":140.66666666666666,"d":"140.67"},"","",{"$nulls":42},"","","","","","","","","","","","","","","","","","","","","","","","","","","","","","","","","","","","","","","","","","","","","","","","","","","","","","","","","","","","","","","",""]
["2017-01-05T12:00:00",2017,1,5,12,108,872,{"v":51.980000000000004,"d":"51.98"},null,"2017-04-17",53.96,{"v":63.166666666666664,"d":"63.17"},"","",{"$nulls":42},"","","","","","","","","","","","","","","","","","","","","","","","","","","","","","","","","","","","","","","","","","","","","","","","","","","","","","","","","","","","","","","",""]
["2017-01-05T13:00:00",2017,1,5,13,109,642,48.92,null,"2017-04-18",{"v":51.980000000000004,"d":"51.98"},{"v":239,"d":"239.00"},"","",{"$nulls":42},"","","","","","","","","","","","","","","","","","","","","","","","","","","","","","","","","","","","","","","","","","","","","","","","","","","","","","","","","","","","","","","",""]
["2017-01-05T14:00:00",2017,1,5,14,110,850,{"v":50,"d":"50.00"},null,"2017-04-19",{"v":59,"d":"59.00"},302.75,"","",{"$nulls":42},"","","","","","","","","","","","","","","","","","","","","","","","","","","","","","","","","","","","","","","","","","","","","","","","","","","","","","","","","","","","","","","",""]
["2017-01-05T15:00:00",2017,1,5,15,111,555,51.08,null,"2017-04-20",66.92,{"v":166.5,"d":"166.50"},"","",{"$nulls":42},"","","","","","","","","","","","","","","","","","","","","","","","","","","","","","","","","","","","","","","","","","","","","","","","","","","","","","","","","","","","","","","",""]
["2017-01-05T16:00:00",2017,1,5,16,112,351,{"v":48.019999999999996,"d":"48.02"},null,"2017-04-21",66.02,{"v":139.41666666666666,"d":"139.42"},"","",{"$nulls":42},"","","","","","","","","","","","","","","","","","","","","","","","","","","","","","","","","","","","","","","","","","","","","","","","","","","","","","","","","","","","","","","",""]
["2017-01-05T17:00:00",2017,1,5,17,113,9,42.08,null,"2017-04-22",{"v":77,"d":"77.00"},{"v":349.2083333333333,"d":"349.21"},"","",{"$nulls":42},"","","","","","","","","","","","","","","","","","","","","","","","","","","","","","","","","","","","","","","","","","","","","","","","","","","","","","","","","","","","","","","",""]
["2017-01-05T18:00:00",2017,1,5,18,114,0,37.04,null,"2017-04-23",{"v":71.96000000000001,"d":"71.96"},{"v":168.41666666666666,"d":"168.42"},"","",{"$nulls":42},"","","","","","","","","","","","","","","","","","","","","","","","","","","","","","","","","","","","","","","","","","","","","","","","","","","","","","","","","","","","","","","",""]
["2017-01-05T19:00:00",2017,1,5,19,115,0,37.04,null,"2017-04-24",73.94,250.25,"","",{"$nulls":42},"","","","","","","","","","","","","","","","","","","","","","","","","","","","","","","","","","","","","","","","","","","","","","","","","","","","","","","","","","","","","","","",""]
["2017-01-05T20:00:00",2017,1,5,20,116,0,{"v":39.019999999999996,"d":"39.02"},null,"2017-04-25",66.92,{"v":234,"d":"234.00"},"","",{"$nulls":42},"","","","","","","","","","","","","","","","","","","","","","","","","","","","","","","","","","","","","","","","","","","","","","","","","","","","","","","","","","","","","","","",""]
["2017-01-05T21:00:00",2017,1,5,21,117,0,39.92,null,"2017-04-26",53.06,{"v":97.83333333333333,"d":"97.83"},"","",{"$nulls":42},"","","","","","","","","","","","","","","","","","","","","","","","","","","","","","","","","","","","","","","","","","","","","","","","","","","","","","","","","","","","","","","",""]
["2017-01-05T22:00:00",2017,1,5,22,118,0,35.96,null,"2017-04-27",60.08,{"v":384.5833333333333,"d":"384.58"},"","",{"$nulls":42},"","","","","","","","","","","","","","","","","","","","","","","","","","","","","","","","","","","","","","","","","","","","","","","","","","","","","","","","","","","","","","","",""]
["2017-01-05T23:00:00",2017,1,5,23,119,0,33.08,null,"2017-04-28",{"v":71.96000000000001,"d":"71.96"},{"v":236.08333333333334,"d":"236.08"},"","",{"$nulls":42},"","","","","","","","","","","","","","","","","","","","","","","","","","","","","","","","","","","","","","","","","","","","","","","","","","","","","","","","","","","","","","","",""]
["2017-01-05",2017,1,5,24,120,0,33.98,null,"2017-04-29",{"v":77,"d":"77.00"},{"v":476.875,"d":"476.88"},"","",{"$nulls":42},"","","","","","","","","","","","","","","","","","","","","","","","","","","","","","","","","","","","","","","","","","","","","","","","","","","","","","","","","","","","","","","",""]
["2017-01-06T01:00:00",2017,1,6,1,121,0,33.08,null,"2017-04-30",{"v":73.03999999999999,"d":"73.04"},{"v":389.2083333333333,"d":"389.21"},"","",{"$nulls":42},"","","","","","","","","","","","","","","","","","","","","","","","","","","","","","","","","","","","","","","","","","","","","","","","","","","","","","","","","","","","","","","",""]
["2017-01-06T02:00:00",2017,1,6,2,122,0,33.08,null,"2017-05-01",53.06,{"v":4.833333333333333,"d":"4.83"},"","",{"$nulls":42},"","","","","","","","","","","","","","","","","","","","","","","","","","","","","","","","","","","","","","","","","","","","","","","","","","","","","","","","","","","","","","","",""]
["2017-01-06T03:00:00",2017,1,6,3,123,0,30.92,null,"2017-05-02",62.06,{"v":211.20833333333334,"d":"211.21"},"","",{"$nulls":42},"","","","","","","","","","","","","","","","","","","","","","","","","","","","","","","","","","","","","","","","","","","","","","","","","","","","","","","","","","","","","","","",""]
["2017-01-06T04:00:00",2017,1,6,4,124,0,28.04,null,"2017-05-03",66.02,{"v":286.5833333333333,"d":"286.58"},"","",{"$nulls":42},"","","","","","","","","","","","","","","","","","","","","","","","","","","","","","","","","","","","","","","","","","","","","","","","","","","","","","","","","","","","","","","",""]
["2017-01-06T05:00:00",2017,1,6,5,125,0,28.04,null,"2017-05-04",{"v":69.08000000000001,"d":"69.08"},{"v":243.33333333333334,"d":"243.33"},"","",{"$nulls":42},"","","","","","","","","","","","","","","","","","","","","","","","","","","","","","","","","","","","","","","","","","","","","","","","","","","","","","","","","","","","","","","",""]
["2017-01-06T06:00:00",2017,1,6,6,126,0,26.96,null,"2017-05-05",66.92,206.75,"","",{"$nulls":42},"","","","","","","","","","","","","","","","","","","","","","","","","","","","","","","","","","","","","","","","","","","","","","","","","","","","","","","","","","","","","","","",""]
["2017-01-06T07:00:00",2017,1,6,7,127,0,28.94,null,"2017-05-06",{"v":69.08000000000001,"d":"69.08"},{"v":219.58333333333334,"d":"219.58"},"","",{"$nulls":42},"","","","","","","","","","","","","","","","","","","","","","","","","","","","","","","","","","","","","","","","","","","","","","","","","","","","","","","","","","","","","","","",""]
["2017-01-06T08:00:00",2017,1,6,8,128,4,28.94,null,"2017-05-07",{"v":60.980000000000004,"d":"60.98"},{"v":69,"d":"69.00"},"","",{"$nulls":42},"","","","","","","","","","","","","","","","","","","","","","","","","","","","","","","","","","","","","","","","","","","","","","","","","","","","","","","","","","","","","","","",""]
["2017-01-06T09:00:00",2017,1,6,9,129,77,28.94,null,"2017-05-08",57.92,{"v":23.666666666666668,"d":"23.67"},"","",{"$nulls":42},"","","","","","","","","","","","","","","","","","","","","","","","","","","","","","","","","","","","","","","","","","","","","","","","","","","","","","","","","","","","","","","",""]
["2017-01-06T10:00:00",2017,1,6,10,130,56,30.92,null,"2017-05-09",66.92,{"v":253.125,"d":"253.13"},"",""]
["2017-01-06T11:00:00",2017,1,6,11,131,10,30.92,null,"2017-05-10",69.98,{"v":295.0833333333333,"d":"295.08"},"",""]
["2017-01-06T12:00:00",2017,1,6,12,132,7,{"v":32,"d":"32.00"},null,"2017-05-11",{"v":50,"d":"50.00"},{"v":1.625,"d":"1.63"},"",""]
["2017-01-06T13:00:00",2017,1,6,13,133,13,33.08,null,"2017-05-12",{"v":60.980000000000004,"d":"60.98"},{"v":205.875,"d":"205.88"},"",""]
["2017-01-06T14:00:00",2017,1,6,14,134,2,33.08,null,"2017-05-13",60.08,{"v":307.125,"d":"307.13"},"","",{"$nulls":42},"Measure Names","2017-06-25","2017-06-26","2017-06-28","2017-06-29","2017-06-30","2017-07-03","2017-07-08","2017-07-10","2017-07-11","2017-07-12","2017-07-13","2017-07-14","2017-07-16","2017-07-21","2017-07-22","2017-07-25","2017-07-26","2017-07-28","2017-07-29","2017-08-03","2017-08-04","2017-08-09","2017-08-23","2017-08-24","2017-08-29","2017-08-30","2017-08-31","2017-09-06","2017-09-07","2017-09-09","","","","","","","","","","","","","","","","","","","","","","","","","","","","","","","",""]
["2017-01-06T15:00:00",2017,1,6,15,135,9,33.08,null,"2017-05-14",62.06,{"v":179.54166666666666,"d":"179.54"},"","",{"$nulls":41},"Hour 4","Measure 1","","","","","","","","","","","","","","","","","","","","","","","","","","","","","","","","","","","","","","","","","","","","","","","","","","","","","","","","","","","","","","",""]
["2017-01-06T16:00:00",2017,1,6,16,136,26,33.08,null,"2017-05-15",53.06,{"v":0.5416666666666666,"d":"0.54"},"","",{"$nulls":42},"","","","","","","","","","","","","","","","","","","","","","","","","","","","","","","","","","","","","","","","","","","","","","","","","","","","","","","","","","","","","","","",""]
["2017-01-06T17:00:00",2017,1,6,17,137,3,33.08,null,"2017-05-16",{"v":55.040000000000006,"d":"55.04"},91.75,"","",{"$nulls":42},"","","","","","","","","","","","","","","","","","","","","","","","","","","","","","","","","","","","","","","","","","","","","","","","","","","","","","","","","","","","","","","",""]
["2017-01-06T18:00:00",2017,1,6,18,138,0,{"v":32,"d":"32.00"},null,"2017-05-17",44.96,{"v":0.9583333333333334,"d":"0.96"},"","",{"$nulls":42},"","","","","","","","","","","","","","","","","","","","","","","","","","","","","","","","","","","","","","","","","","","","","","","","","","","","","","","","","","","","","","","",""]
["2017-01-06T19:00:00",2017,1,6,19,139,0,30.92,null,"2017-05-18",60.08,336.25,"","",{"$nulls":42},"","","","","","","","","","","","","","","","","","","","","","","","","","","","","","","","","","","","","","","","","","","","","","","","","","","","","","","","","","","","","","","",""]
["2017-01-06T20:00:00",2017,1,6,20,140,0,{"v":32,"d":"32.00"},null,"2017-05-19",{"v":69.08000000000001,"d":"69.08"},{"v":167.54166666666666,"d":"167.54"},"","",{"$nulls":42},"","","","","","","","","","","","","","","","","","","","","","","","","","","","","","","","","","","","","","","","","","","","","","","","","","","","","","","","","","","","","","","",""]
["2017-01-06T21:00:00",2017,1,6,21,141,0,30.02,null,"2017-05-20",{"v":73.03999999999999,"d":"73.04"},{"v":388.4166666666667,"d":"388.42"},"","",{"$nulls":42},"","","","","","","","","","","","","","","","","","","","","","","","","","","","","","","","","","","","","","","","","","","","","","","","","","","","","","","","","","","","","","","",""]
["2017-01-06T22:00:00",2017,1,6,22,142,0,30.02,null,"2017-05-21",{"v":78.08000000000001,"d":"78.08"},{"v":480.2083333333333,"d":"480.21"},"","",{"$nulls":42},"","","","","","","","","","","","","","","","","","","","","","","","","","","","","","","","","","","","","","","","","","","","","","","","","","","","","","","","","","","","","","","",""]
["2017-01-06T23:00:00",2017,1,6,23,143,0,30.02,null,"2017-05-22",{"v":82.03999999999999,"d":"82.04"},{"v":400.4583333333333,"d":"400.46"},"","",{"$nulls":42},"","","","","","","","","","","","","","","","","","","","","","","","","","","","","","","","","","","","","","","","","","","","","","","","","","","","","","","","","","","","","","","",""]
["2017-01-06",2017,1,6,24,144,0,28.94,null,"2017-05-23",80.06,{"v":430.9583333333333,"d":"430.96"},"","",{"$nulls":42},"","","","","","","","","","","","","","","","","","","","","","","","","","","","","","","","","","","","","","","","","","","","","","","","","","","","","","","","","","","","","","","",""]
["2017-01-07T01:00:00",2017,1,7,1,145,0,28.94,null,"2017-05-24",78.98,{"v":378.7916666666667,"d":"378.79"},"","",{"$nulls":42},"","","","","","","","","","","","","","","","","","","","","","","","","","","","","","","","","","","","","","","","","","","","","","","","","","","","","","","","","","","","","","","",""]
["2017-01-07T02:00:00",2017,1,7,2,146,0,28.94,null,"2017-05-25",75.92,{"v":527.7916666666666,"d":"527.79"},"","",{"$nulls":42},"","","","","","","","","","","","","","","","","","","","","","","","","","","","","","","","","","","","","","","","","","","","","","","","","","","","","","","","","","","","","","","",""]
["2017-01-07T03:00:00",2017,1,7,3,147,0,28.04,null,"2017-05-26",{"v":77,"d":"77.00"},{"v":236.08333333333334,"d":"236.08"},"","",{"$nulls":42},"","","","","","","","","","","","","","","","","","","","","","","","","","","","","","","","","","","","","","","","","","","","","","","","","","","","","","","","","","","","","","","",""]
["2017-01-07T04:00:00",2017,1,7,4,148,0,28.04,null,"2017-05-27",82.94,338.25,"","",{"$nulls":42},"","","","","","","","","","","","","","","","","","","","","","","","","","","","","","","","","","","","","","","","","","","","","","","","","","","","","","","","","","","","","","","",""]
["2017-01-07T05:00:00",2017,1,7,5,149,0,26.96,null,"2017-05-28",{"v":80.96000000000001,"d":"80.96"},{"v":461.9166666666667,"d":"461.92"},"","",{"$nulls":42},"","","","","","","","","","","","","","","","","","","","","","","","","","","","","","","","","","","","","","","","","","","","","","","","","","","","","","","","","","","","","","","",""]
["2017-01-07T06:00:00",2017,1,7,6,150,0,28.04,null,"2017-05-29",69.98,{"v":333.875,"d":"333.88"},"","",{"$nulls":42},"","","","","","","","","","","","","","","","","","","","","","","","","","","","","","","","","","","","","","","","","","","","","","","","","","","","","","","","","","","","","","","",""]
["2017-01-07T07:00:00",2017,1,7,7,151,0,28.94,null,"2017-05-30",75.92,{"v":357.7916666666667,"d":"357.79"},"","",{"$nulls":42},"","","","","","","","","","","","","","","","","","","","","","","","","","","","","","","","","","","","","","","","","","","","","","","","","","","","","","","","","","","","","","","",""]
["2017-01-07T08:00:00",2017,1,7,8,152,1,28.94,null,"2017-05-31",80.06,{"v":510.1666666666667,"d":"510.17"},"","",{"$nulls":42},"","","","","","","","","","","","","","","","","","","","","","","","","","","","","","","","","","","","","","","","","","","","","","","","","","","","","","","","","","","","","","","",""]
["2017-01-07T09:00:00",2017,1,7,9,153,4,28.94,null,"2017-06-01",{"v":64.03999999999999,"d":"64.04"},{"v":339.7916666666667,"d":"339.79"},"","",{"$nulls":42},"","","","","","","","","","","","","","","","","","","","","","","","","","","","","","","","","","","","","","","","","","","","","","","","","","","","","","","","","","","","","","","",""]
["2017-01-07T10:00:00",2017,1,7,10,154,9,30.02,null,"2017-06-02",71.06,{"v":451.5833333333333,"d":"451.58"},"","",{"$nulls":42},"","","","","","","","","","","","","","","","","","","","","","","","","","","","","","","","","","","","","","","","","","","","","","","","","","","","","","","","","","","","","","","",""]
["2017-01-07T11:00:00",2017,1,7,11,155,2,30.02,null,"2017-06-03",{"v":78.08000000000001,"d":"78.08"},{"v":416.9166666666667,"d":"416.92"},"","",{"$nulls":42},"","","","","","","","","","","","","","","","","","","","","","","","","","","","","","","","","","","","","","","","","","","","","","","","","","","","","","","","","","","","","","","",""]
["2017-01-07T12:00:00",2017,1,7,12,156,3,30.92,null,"2017-06-04",80.06,329.25,"","",{"$nulls":42},"","","","","","","","","","","","","","","","","","","","","","","","","","","","","","","","","","","","","","","","","","","","","","","","","","","","","","","","","","","","","","","",""]
["2017-01-07T13:00:00",2017,1,7,13,157,5,{"v":32,"d":"32.00"},null,"2017-06-05",84.92,{"v":393.125,"d":"393.13"},"","",{"$nulls":42},"","","","","","","","","","","","","","","","","","","","","","","","","","","","","","","","","","","","","","","","","","","","","","","","","","","","","","","","","","","","","","","",""]
["2017-01-07T14:00:00",2017,1,7,14,158,5,{"v":32,"d":"32.00"},null,"2017-06-06",{"v":80.96000000000001,"d":"80.96"},{"v":424,"d":"424.00"},"","",{"$nulls":42},"","","","","","","","","","","","","","","","","","","","","","","","","","","","","","","","","","","","","","","","","","","","","","","","","","","","","","","","","","","","","","","",""]
["2017-01-07T15:00:00",2017,1,7,15,159,3,{"v":32,"d":"32.00"},null,"2017-06-07",{"v":59,"d":"59.00"},1.75,"","",{"$nulls":42},"","","","","","","","","","","","","","","","","","","","","","","","","","","","","","","","","","","","","","","","","","","","","","","","","","","","","","","","","","","","","","","",""]
["2017-01-07T16:00:00",2017,1,7,16,160,0,30.92,null,"2017-06-08",48.92,{"v":0.375,"d":"0.38"},"","",{"$nulls":42},"","","","","","","","","","","","","","","","","","","","","","","","","","","","","","","","","","","","","","","","","","","","","","","","","","","","","","","","","","","","","","","",""]
["2017-01-07T17:00:00",2017,1,7,17,161,0,30.02,null,"2017-06-09",{"v":59,"d":"59.00"},{"v":120.58333333333333,"d":"120.58"},null,"",{"$nulls":42},"","","","","","","","","","","","","","","","","","","","","","","","","","","","","","","","","","","","","","","","","","","","","","","","","","","","","","","","","","","","","","","",""]
["2017-01-07T18:00:00",2017,1,7,18,162,0,28.94,null,"2017-06-10",{"v":71.96000000000001,"d":"71.96"},{"v":499.0833333333333,"d":"499.08"},null,"",{"$nulls":42},"","","","","","","","","","","","","","","","","","","","","","","","","","","","","","","","","","","","","","","","","","","","","","","","","","","","","","","","","","","","","","","",""]
["2017-01-07T19:00:00",2017,1,7,19,163,0,28.04,null,"2017-06-11",80.06,{"v":457.125,"d":"457.13"},null,"",{"$nulls":42},"","","","","","","","","","","","","","","","","","","","","","","","","","","","","","","","","","","","","","","","","","","","","","","","","","","","","","","","","","","","","","","",""]
["2017-01-07T20:00:00",2017,1,7,20,164,0,26.96,null,"2017-06-12",84.02,{"v":463.5416666666667,"d":"463.54"},null,"",{"$nulls":42},"","","","","","","","","","","","","","","","","","","","","","","","","","","","","","","","","","","","","","","","","","","","","","","","","","","","","","","","","","","","","","","",""]
["2017-01-07T21:00:00",2017,1,7,21,165,0,28.04,null,"2017-06-13",{"v":86,"d":"86.00"},{"v":429.4166666666667,"d":"429.42"},null,""]
["2017-01-07T22:00:00",2017,1,7,22,166,0,28.04,null,"2017-06-14",87.98,{"v":64.5,"d":"64.50"},null,""]
["2017-01-07T23:00:00",2017,1,7,23,167,0,26.96,null,"2017-06-15",82.94,158.75,null,""]
["2017-01-07",2017,1,7,24,168,0,28.04,null,"2017-06-16",{"v":78.08000000000001,"d":"78.08"},{"v":282.0416666666667,"d":"282.04"},null,""]
["2017-01-08T01:00:00",2017,1,8,1,169,0,26.96,null,"2017-06-17",{"v":78.08000000000001,"d":"78.08"},{"v":222,"d":"222.00"},null,"",{"$nulls":42},"Measure Names","2017-06-25","2017-06-26","2017-06-28","2017-06-29","2017-06-30","2017-07-03","2017-07-08","2017-07-10","2017-07-11","2017-07-12","2017-07-13","2017-07-14","2017-07-16","2017-07-21","2017-07-22","2017-07-25","2017-07-26","2017-07-28","2017-07-29","2017-08-03","2017-08-04","2017-08-09","2017-08-23","2017-08-24","2017-08-29","2017-08-30","2017-08-31","2017-09-06","2017-09-07","2017-09-09","","","","","","","","","","","","","","","","","","","","","","","","","","","","","","","",""]
["2017-01-08T02:00:00",2017,1,8,2,170,0,26.96,null,"2017-06-18",{"v":82.03999999999999,"d":"82.04"},{"v":187.79166666666666,"d":"187.79"},null,"",{"$nulls":41},"Hour 5","Measure 1","","","","","","","","","","","","","","","","","","","","","","","","","","","","","","","","","","","","","","","","","","","","","","","","","","","","","","","","","","","","","","",""]
["2017-01-08T03:00:00",2017,1,8,3,171,0,28.04,null,"2017-06-19",{"v":68,"d":"68.00"},{"v":327.0416666666667,"d":"327.04"},null,"",{"$nulls":42},"","","","","","","","","","","","","","","","","","","","","","","","","","","","","","","","","","","","","","","","","","","","","","","","","","","","","","","","","","","","","","","",""]
["2017-01-08T04:00:00",2017,1,8,4,172,0,28.04,null,"2017-06-20",{"v":80.96000000000001,"d":"80.96"},{"v":479.2916666666667,"d":"479.29"},null,"",{"$nulls":42},"","","","","","","","","","","","","","","","","","","","","","","","","","","","","","","","","","","","","","","","","","","","","","","","","","","","","","","","","","","","","","","",""]
["2017-01-08T05:00:00",2017,1,8,5,173,0,28.04,null,"2017-06-21",{"v":86,"d":"86.00"},{"v":464.5,"d":"464.50"},null,"",{"$nulls":42},"","","","","","","","","","","","","","","","","","","","","","","","","","","","","","","","","","","","","","","","","","","","","","","","","","","","","","","","","","","","","","","",""]
["2017-01-08T06:00:00",2017,1,8,6,174,0,26.96,null,"2017-06-22",84.02,{"v":365.2916666666667,"d":"365.29"},null,"",{"$nulls":42},"","","","","","","","","","","","","","","","","","","","","","","","","","","","","","","","","","","","","","","","","","","","","","","","","","","","","","","","","","","","","","","",""]
["2017-01-08T07:00:00",2017,1,8,7,175,0,26.96,null,"2017-06-23",73.94,{"v":68.08333333333333,"d":"68.08"},null,"",{"$nulls":42},"","","","","","","","","","","","","","","","","","","","","","","","","","","","","","","","","","","","","","","","","","","","","","","","","","","","","","","","","","","","","","","",""]
["2017-01-08T08:00:00",2017,1,8,8,176,0,26.96,null,"2017-06-24",{"v":86,"d":"86.00"},{"v":416.875,"d":"416.88"},null,"",{"$nulls":42},"","","","","","","","","","","","","","","","","","","","","","","","","","","","","","","","","","","","","","","","","","","","","","","","","","","","","","","","","","","","","","","",""]
["2017-01-08T09:00:00",2017,1,8,9,177,1,28.04,null,"2017-06-25",{"v":89.96000000000001,"d":"89.96"},{"v":337.5833333333333,"d":"337.58"},1,1,{"$nulls":42},"","","","","","","","","","","","","","","","","","","","","","","","","","","","","","","","","","","","","","","","","","","","","","","","","","","","","","","","","","","","","","","",""]
["2017-01-08T10:00:00",2017,1,8,10,178,1,28.94,null,"2017-06-26",93.02,169.75,1,1,{"$nulls":42},"","","","","","","","","","","","","","","","","","","","","","","","","","","","","","","","","","","","","","","","","","","","","","","","","","","","","","","","","","","","","","","",""]
["2017-01-08T11:00:00",2017,1,8,11,179,2,30.02,null,"2017-06-27",{"v":87.08000000000001,"d":"87.08"},{"v":247.125,"d":"247.13"},null,"",{"$nulls":42},"","","","","","","","","","","","","","","","","","","","","","","","","","","","","","","","","","","","","","","","","","","","","","","","","","","","","","","","","","","","","","","",""]
["2017-01-08T12:00:00",2017,1,8,12,180,0,30.92,null,"2017-06-28",{"v":91.03999999999999,"d":"91.04"},{"v":321.3333333333333,"d":"321.33"},1,1,{"$nulls":42},"","","","","","","","","","","","","","","","","","","","","","","","","","","","","","","","","","","","","","","","","","","","","","","","","","","","","","","","","","","","","","","",""]
["2017-01-08T13:00:00",2017,1,8,13,181,1,30.02,null,"2017-06-29",89.06,{"v":360.0416666666667,"d":"360.04"},1,1,{"$nulls":42},"","","","","","","","","","","","","","","","","","","","","","","","","","","","","","","","","","","","","","","","","","","","","","","","","","","","","","","","","","","","","","","",""]
["2017-01-08T14:00:00",2017,1,8,14,182,0,30.02,null,"2017-06-30",89.06,{"v":197.125,"d":"197.13"},1,1,{"$nulls":42},"","","","","","","","","","","","","","","","","","","","","","","","","","","","","","","","","","","","","","","","","","","","","","","","","","","","","","","","","","","","","","","",""]
["2017-01-08T15:00:00",2017,1,8,15,183,2,28.94,null,"2017-07-01",{"v":87.08000000000001,"d":"87.08"},{"v":104.66666666666667,"d":"104.67"},null,"",{"$nulls":42},"","","","","","","","","","","","","","","","","","","","","","","","","","","","","","","","","","","","","","","","","","","","","","","","","","","","","","","","","","","","","","","",""]
["2017-01-08T16:00:00",2017,1,8,16,184,0,28.94,null,"2017-07-02",87.98,{"v":188.08333333333334,"d":"188.08"},null,"",{"$nulls":42},"","","","","","","","","","","","","","","","","","","","","","","","","","","","","","","","","","","","","","","","","","","","","","","","","","","","","","","","","","","","","","","",""]
["2017-01-08T17:00:00",2017,1,8,17,185,0,26.96,null,"2017-07-03",89.06,{"v":253.45833333333334,"d":"253.46"},1,1,{"$nulls":42},"","","","","","","","","","","","","","","","","","","","","","","","","","","","","","","","","","","","","","","","","","","","","","","","","","","","","","","","","","","","","","","",""]
["2017-01-08T18:00:00",2017,1,8,18,186,0,28.04,null,"2017-07-04",84.92,{"v":281.7083333333333,"d":"281.71"},null,"",{"$nulls":42},"","","","","","","","","","","","","","","","","","","","","","","","","","","","","","","","","","","","","","","","","","","","","","","","","","","","","","","","","","","","","","","",""]
["2017-01-08T19:00:00",2017,1,8,19,187,0,26.96,null,"2017-07-05",{"v":86,"d":"86.00"},{"v":244.875,"d":"244.88"},null,"",{"$nulls":42},"","","","","","","","","","","","","","","","","","","","","","","","","","","","","","","","","","","","","","","","","","","","","","","","","","","","","","","","","","","","","","","",""]
["2017-01-08T20:00:00",2017,1,8,20,188,0,26.96,null,"2017-07-06",{"v":80.96000000000001,"d":"80.96"},{"v":171,"d":"171.00"},null,"",{"$nulls":42},"","","","","","","","","","","","","","","","","","","","","","","","","","","","","","","","","","","","","","","","","","","","","","","","","","","","","","","","","","","","","","","",""]
["2017-01-08T21:00:00",2017,1,8,21,189,0,{"v":19.939999999999998,"d":"19.94"},null,"2017-07-07",89.06,{"v":409.3333333333333,"d":"409.33"},null,1,{"$nulls":42},"","","","","","","","","","","","","","","","","","","","","","","","","","","","","","","","","","","","","","","","","","","","","","","","","","","","","","","","","","","","","","","",""]
["2017-01-08T22:00:00",2017,1,8,22,190,0,21.02,null,"2017-07-08",93.02,{"v":303.6666666666667,"d":"303.67"},1,1,{"$nulls":42},"","","","","","","","","","","","","","","","","","","","","","","","","","","","","","","","","","","","","","","","","","","","","","","","","","","","","","","","","","","","","","","",""]
["2017-01-08T23:00:00",2017,1,8,23,191,0,{"v":15.079999999999998,"d":"15.08"},null,"2017-07-09",{"v":89.96000000000001,"d":"89.96"},{"v":422.7083333333333,"d":"422.71"},null,1,{"$nulls":42},"","","","","","","","","","","","","","","","","","","","","","","","","","","","","","","","","","","","","","","","","","","","","","","","","","","","","","","","","","","","","","","",""]
["2017-01-08",2017,1,8,24,192,0,{"v":19.939999999999998,"d":"19.94"},null,"2017-07-10",{"v":95,"d":"95.00"},{"v":291.125,"d":"291.13"},1,1,{"$nulls":42},"","","","","","","","","","","","","","","","","","","","","","","","","","","","","","","","","","","","","","","","","","","","","","","","","","","","","","","","","","","","","","","",""]
["2017-01-09T01:00:00",2017,1,9,1,193,0,19.04,null,"2017-07-11",93.92,{"v":400.7083333333333,"d":"400.71"},1,1,{"$nulls":42},"","","","","","","","","","","","","","","","","","","","","","","","","","","","","","","","","","","","","","","","","","","","","","","","","","","","","","","","","","","","","","","",""]
["2017-01-09T02:00:00",2017,1,9,2,194,0,{"v":15.079999999999998,"d":"15.08"},null,"2017-07-12",{"v":95,"d":"95.00"},{"v":313.4583333333333,"d":"313.46"},1,1,{"$nulls":42},"","","","","","","","","","","","","","","","","","","","","","","","","","","","","","","","","","","","","","","","","","","","","","","","","","","","","","","","","","","","","","","",""]
["2017-01-09T03:00:00",2017,1,9,3,195,0,15.98,null,"2017-07-13",{"v":95,"d":"95.00"},{"v":478.4583333333333,"d":"478.46"},1,1,{"$nulls":42},"","","","","","","","","","","","","","","","","","","","","","","","","","","","","","","","","","","","","","","","","","","","","","","","","","","","","","","","","","","","","","","",""]
["2017-01-09T04:00:00",2017,1,9,4,196,0,15.98,null,"2017-07-14",96.08,{"v":375.2916666666667,"d":"375.29"},1,1,{"$nulls":42},"","","","","","","","","","","","","","","","","","","","","","","","","","","","","","","","","","","","","","","","","","","","","","","","","","","","","","","","","","","","","","","",""]
["2017-01-09T05:00:00",2017,1,9,5,197,0,19.04,null,"2017-07-15",78.98,{"v":295.125,"d":"295.13"},null,"",{"$nulls":42},"","","","","","","","","","","","","","","","","","","","","","","","","","","","","","","","","","","","","","","","","","","","","","","","","","","","","","","","","","","","","","","",""]
["2017-01-09T06:00:00",2017,1,9,6,198,0,17.06,null,"2017-07-16",93.02,{"v":242,"d":"242.00"},1,1,{"$nulls":42},"","","","","","","","","","","","","","","","","","","","","","","","","","","","","","","","","","","","","","","","","","","","","","","","","","","","","","","","","","","","","","","",""]
["2017-01-09T07:00:00",2017,1,9,7,199,0,15.98,null,"2017-07-17",78.98,{"v":30,"d":"30.00"},null,"",{"$nulls":42},"","","","","","","","","","","","","","","","","","","","","","","","","","","","","","","","","","","","","","","","","","","","","","","","","","","","","","","","","","","","","","","",""]
["2017-01-09T08:00:00",2017,1,9,8,200,132,15.98,null,"2017-07-18",80.06,{"v":153.54166666666666,"d":"153.54"},null,""]
["2017-01-09T09:00:00",2017,1,9,9,201,609,24.08,null,"2017-07-19",{"v":86,"d":"86.00"},{"v":313.1666666666667,"d":"313.17"},null,""]
["2017-01-09T10:00:00",2017,1,9,10,202,798,28.94,null,"2017-07-20",87.98,{"v":323.875,"d":"323.88"},null,""]
["2017-01-09T11:00:00",2017,1,9,11,203,744,33.98,null,"2017-07-21",{"v":91.03999999999999,"d":"91.04"},{"v":157.125,"d":"157.13"},1,1]
["2017-01-09T12:00:00",2017,1,9,12,204,387,{"v":39.019999999999996,"d":"39.02"},null,"2017-07-22",89.06,{"v":271.6666666666667,"d":"271.67"},1,1,{"$nulls":42},"Measure Names","2017-06-25","2017-06-26","2017-06-28","2017-06-29","2017-06-30","2017-07-03","2017-07-08","2017-07-10","2017-07-11","2017-07-12","2017-07-13","2017-07-14","2017-07-16","2017-07-21","2017-07-22","2017-07-25","2017-07-26","2017-07-28","2017-07-29","2017-08-03","2017-08-04","2017-08-09","2017-08-23","2017-08-24","2017-08-29","2017-08-30","2017-08-31","2017-09-06","2017-09-07","2017-09-09","","","","","","","","","","","","","","","","","","","","","","","","","","","","","","","",""]
["2017-01-09T13:00:00",2017,1,9,13,205,447,42.08,null,"2017-07-23",{"v":87.08000000000001,"d":"87.08"},{"v":300.875,"d":"300.88"},null,"",{"$nulls":41},"Hour 6","Measure 1","","","","","","","","","","","","","","","","","","","","","","","","","","","","","","","","","","","","","","","","","","","","","","","","","","","","","","","","","","","","","","",""]
["2017-01-09T14:00:00",2017,1,9,14,206,154,{"v":42.980000000000004,"d":"42.98"},null,"2017-07-24",84.92,{"v":307.125,"d":"307.13"},null,"",{"$nulls":42},"","","","","","","","","","","","","","","","","","","","","","","","","","","","","","","","","","","","","","","","","","","","","","","","","","","","","","","","","","","","","","","",""]
["2017-01-09T15:00:00",2017,1,9,15,207,668,42.08,null,"2017-07-25",89.06,{"v":384.6666666666667,"d":"384.67"},1,1,{"$nulls":42},"","","","","","","","","","","","","","","","","","","","","","","","","","","","","","","","","","","","","","","","","","","","","","","","","","","","","","","","","","","","","","","",""]
["2017-01-09T16:00:00",2017,1,9,16,208,270,{"v":39.019999999999996,"d":"39.02"},null,"2017-07-26",{"v":91.03999999999999,"d":"91.04"},{"v":290.2083333333333,"d":"290.21"},1,1,{"$nulls":42},"","","","","","","","","","","","","","","","","","","","","","","","","","","","","","","","","","","","","","","","","","","","","","","","","","","","","","","","","","","","","","","",""]
["2017-01-09T17:00:00",2017,1,9,17,209,43,33.08,null,"2017-07-27",87.98,{"v":297.875,"d":"297.88"},null,"",{"$nulls":42},"","","","","","","","","","","","","","","","","","","","","","","","","","","","","","","","","","","","","","","","","","","","","","","","","","","","","","","","","","","","","","","",""]
["2017-01-09T18:00:00",2017,1,9,18,210,0,28.94,null,"2017-07-28",93.92,{"v":278.2083333333333,"d":"278.21"},1,1,{"$nulls":42},"","","","","","","","","","","","","","","","","","","","","","","","","","","","","","","","","","","","","","","","","","","","","","","","","","","","","","","","","","","","","","","",""]
["2017-01-09T19:00:00",2017,1,9,19,211,0,24.08,null,"2017-07-29",93.02,{"v":232.875,"d":"232.88"},1,1,{"$nulls":42},"","","","","","","","","","","","","","","","","","","","","","","","","","","","","","","","","","","","","","","","","","","","","","","","","","","","","","","","","","","","","","","",""]
["2017-01-09T20:00:00",2017,1,9,20,212,0,21.92,null,"2017-07-30",82.94,{"v":203.66666666666666,"d":"203.67"},null,"",{"$nulls":42},"","","","","","","","","","","","","","","","","","","","","","","","","","","","","","","","","","","","","","","","","","","","","","","","","","","","","","","","","","","","","","","",""]
["2017-01-09T21:00:00",2017,1,9,21,213,0,21.02,null,"2017-07-31",75.92,{"v":218.70833333333334,"d":"218.71"},null,"",{"$nulls":42},"","","","","","","","","","","","","","","","","","","","","","","","","","","","","","","","","","","","","","","","","","","","","","","","","","","","","","","","","","","","","","","",""]
["2017-01-09T22:00:00",2017,1,9,22,214,0,21.02,null,"2017-08-01",{"v":87.08000000000001,"d":"87.08"},{"v":118.95833333333333,"d":"118.96"},null,"",{"$nulls":42},"","","","","","","","","","","","","","","","","","","","","","","","","","","","","","","","","","","","","","","","","","","","","","","","","","","","","","","","","","","","","","","",""]
["2017-01-09T23:00:00",2017,1,9,23,215,0,17.96,null,"2017-08-02",{"v":87.08000000000001,"d":"87.08"},{"v":122.41666666666667,"d":"122.42"},null,"",{"$nulls":42},"","","","","","","","","","","","","","","","","","","","","","","","","","","","","","","","","","","","","","","","","","","","","","","","","","","","","","","","","","","","","","","",""]
["2017-01-09",2017,1,9,24,216,0,17.96,null,"2017-08-03",93.02,{"v":408.8333333333333,"d":"408.83"},1,1,{"$nulls":42},"","","","","","","","","","","","","","","","","","","","","","","","","","","","","","","","","","","","","","","","","","","","","","","","","","","","","","","","","","","","","","","",""]
["2017-01-10T01:00:00",2017,1,10,1,217,0,15.98,null,"2017-08-04",{"v":89.96000000000001,"d":"89.96"},{"v":210.29166666666666,"d":"210.29"},1,1,{"$nulls":42},"","","","","","","","","","","","","","","","","","","","","","","","","","","","","","","","","","","","","","","","","","","","","","","","","","","","","","","","","","","","","","","",""]
["2017-01-10T02:00:00",2017,1,10,2,218,0,17.96,null,"2017-08-05",{"v":80.96000000000001,"d":"80.96"},{"v":353.2916666666667,"d":"353.29"},null,"",{"$nulls":42},"","","","","","","","","","","","","","","","","","","","","","","","","","","","","","","","","","","","","","","","","","","","","","","","","","","","","","","","","","","","","","","",""]
["2017-01-10T03:00:00",2017,1,10,3,219,0,17.96,null,"2017-08-06",{"v":78.08000000000001,"d":"78.08"},{"v":243.41666666666666,"d":"243.42"},null,"",{"$nulls":42},"","","","","","","","","","","","","","","","","","","","","","","","","","","","","","","","","","","","","","","","","","","","","","","","","","","","","","","","","","","","","","","",""]
["2017-01-10T04:00:00",2017,1,10,4,220,0,17.06,null,"2017-08-07",{"v":77,"d":"77.00"},{"v":223.04166666666666,"d":"223.04"},null,"",{"$nulls":42},"","","","","","","","","","","","","","","","","","","","","","","","","","","","","","","","","","","","","","","","","","","","","","","","","","","","","","","","","","","","","","","",""]
["2017-01-10T05:00:00",2017,1,10,5,221,0,17.06,null,"2017-08-08",84.02,{"v":327.5,"d":"327.50"},null,"",{"$nulls":42},"","","","","","","","","","","","","","","","","","","","","","","","","","","","","","","","","","","","","","","","","","","","","","","","","","","","","","","","","","","","","","","",""]
["2017-01-10T06:00:00",2017,1,10,6,222,0,17.06,null,"2017-08-09",89.06,{"v":225.66666666666666,"d":"225.67"},1,1,{"$nulls":42},"","","","","","","","","","","","","","","","","","","","","","","","","","","","","","","","","","","","","","","","","","","","","","","","","","","","","","","","","","","","","","","",""]
["2017-01-10T07:00:00",2017,1,10,7,223,0,19.04,null,"2017-08-10",87.98,{"v":349.4166666666667,"d":"349.42"},null,"",{"$nulls":42},"","","","","","","","","","","","","","","","","","","","","","","","","","","","","","","","","","","","","","","","","","","","","","","","","","","","","","","","","","","","","","","",""]
["2017-01-10T08:00:00",2017,1,10,8,224,156,{"v":19.939999999999998,"d":"19.94"},null,"2017-08-11",82.94,{"v":61.458333333333336,"d":"61.46"},null,"",{"$nulls":42},"","","","","","","","","","","","","","","","","","","","","","","","","","","","","","","","","","","","","","","","","","","","","","","","","","","","","","","","","","","","","","","",""]
["2017-01-10T09:00:00",2017,1,10,9,225,560,{"v":26.060000000000002,"d":"26.06"},null,"2017-08-12",{"v":73.03999999999999,"d":"73.04"},{"v":35.875,"d":"35.88"},null,"",{"$nulls":42},"","","","","","","","","","","","","","","","","","","","","","","","","","","","","","","","","","","","","","","","","","","","","","","","","","","","","","","","","","","","","","","",""]
["2017-01-10T10:00:00",2017,1,10,10,226,601,33.98,null,"2017-08-13",{"v":78.08000000000001,"d":"78.08"},{"v":214.08333333333334,"d":"214.08"},null,"",{"$nulls":42},"","","","","","","","","","","","","","","","","","","","","","","","","","","","","","","","","","","","","","","","","","","","","","","","","","","","","","","","","","","","","","","",""]
["2017-01-10T11:00:00",2017,1,10,11,227,333,35.96,null,"2017-08-14",{"v":86,"d":"86.00"},{"v":270.1666666666667,"d":"270.17"},null,"",{"$nulls":42},"","","","","","","","","","","","","","","","","","","","","","","","","","","","","","","","","","","","","","","","","","","","","","","","","","","","","","","","","","","","","","","",""]
["2017-01-10T12:00:00",2017,1,10,12,228,929,44.06,null,"2017-08-15",82.94,{"v":373.5,"d":"373.50"},null,"",{"$nulls":42},"","","","","","","","","","","","","","","","","","","","","","","","","","","","","","","","","","","","","","","","","","","","","","","","","","","","","","","","","","","","","","","",""]
["2017-01-10T13:00:00",2017,1,10,13,229,948,46.94,null,"2017-08-16",84.02,{"v":198,"d":"198.00"},null,"",{"$nulls":42},"","","","","","","","","","","","","","","","","","","","","","","","","","","","","","","","","","","","","","","","","","","","","","","","","","","","","","","","","","","","","","","",""]
["2017-01-10T14:00:00",2017,1,10,14,230,842,{"v":48.019999999999996,"d":"48.02"},null,"2017-08-17",{"v":87.08000000000001,"d":"87.08"},229.75,null,"",{"$nulls":42},"","","","","","","","","","","","","","","","","","","","","","","","","","","","","","","","","","","","","","","","","","","","","","","","","","","","","","","","","","","","","","","",""]
["2017-01-10T15:00:00",2017,1,10,15,231,337,46.94,null,"2017-08-18",84.92,{"v":248.45833333333334,"d":"248.46"},null,"",{"$nulls":42},"","","","","","","","","","","","","","","","","","","","","","","","","","","","","","","","","","","","","","","","","","","","","","","","","","","","","","","","","","","","","","","",""]
["2017-01-10T16:00:00",2017,1,10,16,232,471,46.04,null,"2017-08-19",{"v":78.08000000000001,"d":"78.08"},{"v":189,"d":"189.00"},null,"",{"$nulls":42},"","","","","","","","","","","","","","","","","","","","","","","","","","","","","","","","","","","","","","","","","","","","","","","","","","","","","","","","","","","","","","","",""]
["2017-01-10T17:00:00",2017,1,10,17,233,266,{"v":39.019999999999996,"d":"39.02"},null,"2017-08-20",82.94,{"v":218.08333333333334,"d":"218.08"},null,"",{"$nulls":42},"","","","","","","","","","","","","","","","","","","","","","","","","","","","","","","","","","","","","","","","","","","","","","","","","","","","","","","","","","","","","","","",""]
["2017-01-10T18:00:00",2017,1,10,18,234,0,35.06,null,"2017-08-21",84.92,282.25,null,"",{"$nulls":42},"","","","","","","","","","","","","","","","","","","","","","","","","","","","","","","","","","","","","","","","","","","","","","","","","","","","","","","","","","","","","","","",""]
["2017-01-10T19:00:00",2017,1,10,19,235,0,{"v":32,"d":"32.00"},null,"2017-08-22",78.98,{"v":230.91666666666666,"d":"230.92"},null,""]
["2017-01-10T20:00:00",2017,1,10,20,236,0,28.94,null,"2017-08-23",89.06,{"v":391.5416666666667,"d":"391.54"},1,1]
["2017-01-10T21:00:00",2017,1,10,21,237,0,26.96,null,"2017-08-24",{"v":89.96000000000001,"d":"89.96"},{"v":313.375,"d":"313.38"},1,1]
["2017-01-10T22:00:00",2017,1,10,22,238,0,24.98,null,"2017-08-25",{"v":87.08000000000001,"d":"87.08"},{"v":311.5416666666667,"d":"311.54"},null,""]
["2017-01-10T23:00:00",2017,1,10,23,239,0,24.98,null,"2017-08-26",84.92,{"v":336.6666666666667,"d":"336.67"},null,"",{"$nulls":42},"Measure Names","2017-06-25","2017-06-26","2017-06-28","2017-06-29","2017-06-30","2017-07-03","2017-07-08","2017-07-10","2017-07-11","2017-07-12","2017-07-13","2017-07-14","2017-07-16","2017-07-21","2017-07-22","2017-07-25","2017-07-26","2017-07-28","2017-07-29","2017-08-03","2017-08-04","2017-08-09","2017-08-23","2017-08-24","2017-08-29","2017-08-30","2017-08-31","2017-09-06","2017-09-07","2017-09-09","","","","","","","","","","","","","","","","","","","","","","","","","","","","","","","",""]
["2017-01-10",2017,1,10,24,240,0,{"v":26.060000000000002,"d":"26.06"},null,"2017-08-27",84.02,304.25,null,"",{"$nulls":41},"Hour 7","Measure 1","","","","","","","","","","","","","","","","","","","","","","","","","","","","","","","","","","","","","","","","","","","","","","","","","","","","","","","","","","","","","","",""]
["2017-01-11T01:00:00",2017,1,11,1,241,0,26.96,null,"2017-08-28",{"v":86,"d":"86.00"},{"v":407.9166666666667,"d":"407.92"},null,"",{"$nulls":42},"","","","","","","","","","","","","","","","","","","","","","","","","","","","","","","","","","","","","","","","","","","","","","","","","","","","","","","","","","","","","","","",""]
["2017-01-11T02:00:00",2017,1,11,2,242,0,28.04,null,"2017-08-29",89.06,{"v":385.375,"d":"385.38"},1,1,{"$nulls":42},"","","","","","","","","","","","","","","","","","","","","","","","","","","","","","","","","","","","","","","","","","","","","","","","","","","","","","","","","","","","","","","",""]
["2017-01-11T03:00:00",2017,1,11,3,243,0,30.02,null,"2017-08-30",91.94,{"v":206.04166666666666,"d":"206.04"},1,1,{"$nulls":42},"","","","","","","","","","","","","","","","","","","","","","","","","","","","","","","","","","","","","","","","","","","","","","","","","","","","","","","","","","","","","","","",""]
["2017-01-11T04:00:00",2017,1,11,4,244,0,30.92,null,"2017-08-31",93.02,{"v":428.3333333333333,"d":"428.33"},1,1,{"$nulls":42},"","","","","","","","","","","","","","","","","","","","","","","","","","","","","","","","","","","","","","","","","","","","","","","","","","","","","","","","","","","","","","","",""]
["2017-01-11T05:00:00",2017,1,11,5,245,0,30.92,null,"2017-09-01",78.98,{"v":162.66666666666666,"d":"162.67"},null,"",{"$nulls":42},"","","","","","","","","","","","","","","","","","","","","","","","","","","","","","","","","","","","","","","","","","","","","","","","","","","","","","","","","","","","","","","",""]
["2017-01-11T06:00:00",2017,1,11,6,246,0,{"v":32,"d":"32.00"},null,"2017-09-02",{"v":80.96000000000001,"d":"80.96"},{"v":229.91666666666666,"d":"229.92"},null,"",{"$nulls":42},"","","","","","","","","","","","","","","","","","","","","","","","","","","","","","","","","","","","","","","","","","","","","","","","","","","","","","","","","","","","","","","",""]
["2017-01-11T07:00:00",2017,1,11,7,247,0,{"v":32,"d":"32.00"},null,"2017-09-03",{"v":78.08000000000001,"d":"78.08"},435.25,null,"",{"$nulls":42},"","","","","","","","","","","","","","","","","","","","","","","","","","","","","","","","","","","","","","","","","","","","","","","","","","","","","","","","","","","","","","","",""]
["2017-01-11T08:00:00",2017,1,11,8,248,109,{"v":32,"d":"32.00"},null,"2017-09-04",{"v":78.08000000000001,"d":"78.08"},{"v":442.9583333333333,"d":"442.96"},null,"",{"$nulls":42},"","","","","","","","","","","","","","","","","","","","","","","","","","","","","","","","","","","","","","","","","","","","","","","","","","","","","","","","","","","","","","","",""]
["2017-01-11T09:00:00",2017,1,11,9,249,545,{"v":39.019999999999996,"d":"39.02"},null,"2017-09-05",{"v":86,"d":"86.00"},{"v":419.7916666666667,"d":"419.79"},null,"",{"$nulls":42},"","","","","","","","","","","","","","","","","","","","","","","","","","","","","","","","","","","","","","","","","","","","","","","","","","","","","","","","","","","","","","","",""]
["2017-01-11T10:00:00",2017,1,11,10,250,754,44.06,null,"2017-09-06",{"v":89.96000000000001,"d":"89.96"},{"v":191.08333333333334,"d":"191.08"},1,1,{"$nulls":42},"","","","","","","","","","","","","","","","","","","","","","","","","","","","","","","","","","","","","","","","","","","","","","","","","","","","","","","","","","","","","","","",""]
["2017-01-11T11:00:00",2017,1,11,11,251,840,46.94,null,"2017-09-07",93.02,282.75,1,1,{"$nulls":42},"","","","","","","","","","","","","","","","","","","","","","","","","","","","","","","","","","","","","","","","","","","","","","","","","","","","","","","","","","","","","","","",""]
["2017-01-11T12:00:00",2017,1,11,12,252,872,53.06,null,"2017-09-08",82.94,{"v":336.2916666666667,"d":"336.29"},null,"",{"$nulls":42},"","","","","","","","","","","","","","","","","","","","","","","","","","","","","","","","","","","","","","","","","","","","","","","","","","","","","","","","","","","","","","","",""]
["2017-01-11T13:00:00",2017,1,11,13,253,843,55.94,null,"2017-09-09",91.94,{"v":268.4583333333333,"d":"268.46"},1,1,{"$nulls":42},"","","","","","","","","","","","","","","","","","","","","","","","","","","","","","","","","","","","","","","","","","","","","","","","","","","","","","","","","","","","","","","",""]
["2017-01-11T14:00:00",2017,1,11,14,254,785,57.92,null,"2017-09-10",84.92,{"v":75.54166666666667,"d":"75.54"},null,"",{"$nulls":42},"","","","","","","","","","","","","","","","","","","","","","","","","","","","","","","","","","","","","","","","","","","","","","","","","","","","","","","","","","","","","","","",""]
["2017-01-11T15:00:00",2017,1,11,15,255,751,57.92,null,"2017-09-11",{"v":78.08000000000001,"d":"78.08"},{"v":118.20833333333333,"d":"118.21"},null,"",{"$nulls":42},"","","","","","","","","","","","","","","","","","","","","","","","","","","","","","","","","","","","","","","","","","","","","","","","","","","","","","","","","","","","","","","",""]
["2017-01-11T16:00:00",2017,1,11,16,256,617,{"v":57.019999999999996,"d":"57.02"},null,"2017-09-12",46.94,{"v":1.4583333333333333,"d":"1.46"},null,"",{"$nulls":42},"","","","","","","","","","","","","","","","","","","","","","","","","","","","","","","","","","","","","","","","","","","","","","","","","","","","","","","","","","","","","","","",""]
["2017-01-11T17:00:00",2017,1,11,17,257,210,51.08,null,"2017-09-13",53.06,{"v":1.2083333333333333,"d":"1.21"},null,"",{"$nulls":42},"","","","","","","","","","","","","","","","","","","","","","","","","","","","","","","","","","","","","","","","","","","","","","","","","","","","","","","","","","","","","","","",""]
["2017-01-11T18:00:00",2017,1,11,18,258,0,46.94,null,"2017-09-14",{"v":59,"d":"59.00"},{"v":17.5,"d":"17.50"},null,"",{"$nulls":42},"","","","","","","","","","","","","","","","","","","","","","","","","","","","","","","","","","","","","","","","","","","","","","","","","","","","","","","","","","","","","","","",""]
["2017-01-11T19:00:00",2017,1,11,19,259,0,{"v":41,"d":"41.00"},null,"2017-09-15",71.06,{"v":351.9166666666667,"d":"351.92"},null,"",{"$nulls":42},"","","","","","","","","","","","","","","","","","","","","","","","","","","","","","","","","","","","","","","","","","","","","","","","","","","","","","","","","","","","","","","",""]
["2017-01-11T20:00:00",2017,1,11,20,260,0,{"v":39.019999999999996,"d":"39.02"},null,"2017-09-16",{"v":82.03999999999999,"d":"82.04"},{"v":423.5,"d":"423.50"},null,"",{"$nulls":42},"","","","","","","","","","","","","","","","","","","","","","","","","","","","","","","","","","","","","","","","","","","","","","","","","","","","","","","","","","","","","","","",""]
["2017-01-11T21:00:00",2017,1,11,21,261,0,{"v":39.019999999999996,"d":"39.02"},null,"2017-09-17",84.02,{"v":384,"d":"384.00"},null,"",{"$nulls":42},"","","","","","","","","","","","","","","","","","","","","","","","","","","","","","","","","","","","","","","","","","","","","","","","","","","","","","","","","","","","","","","",""]
["2017-01-11T22:00:00",2017,1,11,22,262,0,{"v":39.019999999999996,"d":"39.02"},null,"2017-09-18",84.92,{"v":210.375,"d":"210.38"},null,"",{"$nulls":42},"","","","","","","","","","","","","","","","","","","","","","","","","","","","","","","","","","","","","","","","","","","","","","","","","","","","","","","","","","","","","","","",""]
["2017-01-11T23:00:00",2017,1,11,23,263,0,37.94,null,"2017-09-19",75.92,412.75,null,"",{"$nulls":42},"","","","","","","","","","","","","","","","","","","","","","","","","","","","","","","","","","","","","","","","","","","","","","","","","","","","","","","","","","","","","","","",""]
["2017-01-11",2017,1,11,24,264,0,37.94,null,"2017-09-20",84.92,{"v":416.9166666666667,"d":"416.92"},null,"",{"$nulls":42},"","","","","","","","","","","","","","","","","","","","","","","","","","","","","","","","","","","","","","","","","","","","","","","","","","","","","","","","","","","","","","","",""]
["2017-01-12T01:00:00",2017,1,12,1,265,0,37.94,null,"2017-09-21",{"v":77,"d":"77.00"},108.75,null,"",{"$nulls":42},"","","","","","","","","","","","","","","","","","","","","","","","","","","","","","","","","","","","","","","","","","","","","","","","","","","","","","","","","","","","","","","",""]
["2017-01-12T02:00:00",2017,1,12,2,266,0,35.06,null,"2017-09-22",71.06,{"v":189.875,"d":"189.88"},null,"",{"$nulls":42},"","","","","","","","","","","","","","","","","","","","","","","","","","","","","","","","","","","","","","","","","","","","","","","","","","","","","","","","","","","","","","","",""]
["2017-01-12T03:00:00",2017,1,12,3,267,0,35.06,null,"2017-09-23",75.02,{"v":396.2916666666667,"d":"396.29"},null,"",{"$nulls":42},"","","","","","","","","","","","","","","","","","","","","","","","","","","","","","","","","","","","","","","","","","","","","","","","","","","","","","","","","","","","","","","",""]
["2017-01-12T04:00:00",2017,1,12,4,268,0,35.06,null,"2017-09-24",80.06,{"v":407.7916666666667,"d":"407.79"},null,"",{"$nulls":42},"","","","","","","","","","","","","","","","","","","","","","","","","","","","","","","","","","","","","","","","","","","","","","","","","","","","","","","","","","","","","","","",""]
["2017-01-12T05:00:00",2017,1,12,5,269,0,33.98,null,"2017-09-25",82.94,{"v":347.9583333333333,"d":"347.96"},null,"",{"$nulls":42},"","","","","","","","","","","","","","","","","","","","","","","","","","","","","","","","","","","","","","","","","","","","","","","","","","","","","","","","","","","","","","","",""]
["2017-01-12T06:00:00",2017,1,12,6,270,0,33.98,null,"2017-09-26",{"v":80.96000000000001,"d":"80.96"},{"v":258.5833333333333,"d":"258.58"},null,""]
["2017-01-12T07:00:00",2017,1,12,7,271,0,33.98,null,"2017-09-27",{"v":77,"d":"77.00"},{"v":293.7916666666667,"d":"293.79"},null,""]
["2017-01-12T08:00:00",2017,1,12,8,272,245,35.96,null,"2017-09-28",60.08,{"v":169.70833333333334,"d":"169.71"},null,""]
["2017-01-12T09:00:00",2017,1,12,9,273,725,42.08,null,"2017-09-29",{"v":64.03999999999999,"d":"64.04"},{"v":397.8333333333333,"d":"397.83"},null,""]
["2017-01-12T10:00:00",2017,1,12,10,274,882,{"v":48.019999999999996,"d":"48.02"},null,"2017-09-30",{"v":69.08000000000001,"d":"69.08"},{"v":175.79166666666666,"d":"175.79"},null,"",{"$nulls":42},"Measure Names","2017-06-25","2017-06-26","2017-06-28","2017-06-29","2017-06-30","2017-07-03","2017-07-08","2017-07-10","2017-07-11","2017-07-12","2017-07-13","2017-07-14","2017-07-16","2017-07-21","2017-07-22","2017-07-25","2017-07-26","2017-07-28","2017-07-29","2017-08-03","2017-08-04","2017-08-09","2017-08-23","2017-08-24","2017-08-29","2017-08-30","2017-08-31","2017-09-06","2017-09-07","2017-09-09","","","","","","","","","","","","","","","","","","","","","","","","","","","","","","","",""]
["2017-01-12T11:00:00",2017,1,12,11,275,958,53.06,null,"2017-10-01",{"v":77,"d":"77.00"},{"v":402.9583333333333,"d":"402.96"},null,"",{"$nulls":41},"Hour 8","Measure 1","","","","","","","","","","","","","","","","","","","","","","","","","","","","","","","","","","","","","","","","","","","","","","","","","","","","","","","","","","","","","","",""]
["2017-01-12T12:00:00",2017,1,12,12,276,984,57.92,null,"2017-10-02",64.94,{"v":344.5416666666667,"d":"344.54"},null,"",{"$nulls":42},"","","","","","","","","","","","","","","","","","","","","","","","","","","","","","","","","","","","","","","","","","","","","","","","","","","","","","","","","","","","","","","",""]
["2017-01-12T13:00:00",2017,1,12,13,277,987,62.06,null,"2017-10-03",53.96,{"v":60.166666666666664,"d":"60.17"},null,"",{"$nulls":42},"","","","","","","","","","","","","","","","","","","","","","","","","","","","","","","","","","","","","","","","","","","","","","","","","","","","","","","","","","","","","","","",""]
["2017-01-12T14:00:00",2017,1,12,14,278,967,62.96,null,"2017-10-04",69.98,{"v":164.29166666666666,"d":"164.29"},null,"",{"$nulls":42},"","","","","","","","","","","","","","","","","","","","","","","","","","","","","","","","","","","","","","","","","","","","","","","","","","","","","","","","","","","","","","","",""]
["2017-01-12T15:00:00",2017,1,12,15,279,917,{"v":59,"d":"59.00"},null,"2017-10-05",{"v":64.03999999999999,"d":"64.04"},{"v":270.8333333333333,"d":"270.83"},null,"",{"$nulls":42},"","","","","","","","","","","","","","","","","","","","","","","","","","","","","","","","","","","","","","","","","","","","","","","","","","","","","","","","","","","","","","","",""]
["2017-01-12T16:00:00",2017,1,12,16,280,801,{"v":57.019999999999996,"d":"57.02"},null,"2017-10-06",69.98,{"v":315.7916666666667,"d":"315.79"},null,"",{"$nulls":42},"","","","","","","","","","","","","","","","","","","","","","","","","","","","","","","","","","","","","","","","","","","","","","","","","","","","","","","","","","","","","","","",""]
["2017-01-12T17:00:00",2017,1,12,17,281,430,48.92,null,"2017-10-07",64.94,{"v":325.9166666666667,"d":"325.92"},null,"",{"$nulls":42},"","","","","","","","","","","","","","","","","","","","","","","","","","","","","","","","","","","","","","","","","","","","","","","","","","","","","","","","","","","","","","","",""]
["2017-01-12T18:00:00",2017,1,12,18,282,0,42.08,null,"2017-10-08",73.94,{"v":392.6666666666667,"d":"392.67"},null,"",{"$nulls":42},"","","","","","","","","","","","","","","","","","","","","","","","","","","","","","","","","","","","","","","","","","","","","","","","","","","","","","","","","","","","","","","",""]
["2017-01-12T19:00:00",2017,1,12,19,283,0,39.92,null,"2017-10-09",71.06,{"v":329.0833333333333,"d":"329.08"},null,"",{"$nulls":42},"","","","","","","","","","","","","","","","","","","","","","","","","","","","","","","","","","","","","","","","","","","","","","","","","","","","","","","","","","","","","","","",""]
["2017-01-12T20:00:00",2017,1,12,20,284,0,39.92,null,"2017-10-10",82.94,{"v":394.0416666666667,"d":"394.04"},null,"",{"$nulls":42},"","","","","","","","","","","","","","","","","","","","","","","","","","","","","","","","","","","","","","","","","","","","","","","","","","","","","","","","","","","","","","","",""]
["2017-01-12T21:00:00",2017,1,12,21,285,0,{"v":39.019999999999996,"d":"39.02"},null,"2017-10-11",82.94,{"v":80.04166666666667,"d":"80.04"},null,"",{"$nulls":42},"","","","","","","","","","","","","","","","","","","","","","","","","","","","","","","","","","","","","","","","","","","","","","","","","","","","","","","","","","","","","","","",""]
["2017-01-12T22:00:00",2017,1,12,22,286,0,39.92,null,"2017-10-12",82.94,{"v":297.0416666666667,"d":"297.04"},null,"",{"$nulls":42},"","","","","","","","","","","","","","","","","","","","","","","","","","","","","","","","","","","","","","","","","","","","","","","","","","","","","","","","","","","","","","","",""]
["2017-01-12T23:00:00",2017,1,12,23,287,0,37.94,null,"2017-10-13",82.94,{"v":304.6666666666667,"d":"304.67"},null,"",{"$nulls":42},"","","","","","","","","","","","","","","","","","","","","","","","","","","","","","","","","","","","","","","","","","","","","","","","","","","","","","","","","","","","","","","",""]
["2017-01-12",2017,1,12,24,288,0,37.94,null,"2017-10-14",78.98,{"v":181.5,"d":"181.50"},null,"",{"$nulls":42},"","","","","","","","","","","","","","","","","","","","","","","","","","","","","","","","","","","","","","","","","","","","","","","","","","","","","","","","","","","","","","","",""]
["2017-01-13T01:00:00",2017,1,13,1,289,0,{"v":39.019999999999996,"d":"39.02"},null,"2017-10-15",51.08,{"v":3.5416666666666665,"d":"3.54"},null,"",{"$nulls":42},"","","","","","","","","","","","","","","","","","","","","","","","","","","","","","","","","","","","","","","","","","","","","","","","","","","","","","","","","","","","","","","",""]
["2017-01-13T02:00:00",2017,1,13,2,290,0,35.96,null,"2017-10-16",33.98,2.25,null,"",{"$nulls":42},"","","","","","","","","","","","","","","","","","","","","","","","","","","","","","","","","","","","","","","","","","","","","","","","","","","","","","","","","","","","","","","",""]
["2017-01-13T03:00:00",2017,1,13,3,291,0,33.08,null,"2017-10-17",37.04,{"v":0,"d":"0.00"},null,"",{"$nulls":42},"","","","","","","","","","","","","","","","","","","","","","","","","","","","","","","","","","","","","","","","","","","","","","","","","","","","","","","","","","","","","","","",""]
["2017-01-13T04:00:00",2017,1,13,4,292,0,30.92,null,"2017-10-18",44.96,{"v":115.70833333333333,"d":"115.71"},null,"",{"$nulls":42},"","","","","","","","","","","","","","","","","","","","","","","","","","","","","","","","","","","","","","","","","","","","","","","","","","","","","","","","","","","","","","","",""]
["2017-01-13T05:00:00",2017,1,13,5,293,0,33.08,null,"2017-10-19",{"v":60.980000000000004,"d":"60.98"},{"v":377.625,"d":"377.63"},null,"",{"$nulls":42},"","","","","","","","","","","","","","","","","","","","","","","","","","","","","","","","","","","","","","","","","","","","","","","","","","","","","","","","","","","","","","","",""]
["2017-01-13T06:00:00",2017,1,13,6,294,0,35.06,null,"2017-10-20",73.94,{"v":162.41666666666666,"d":"162.42"},null,"",{"$nulls":42},"","","","","","","","","","","","","","","","","","","","","","","","","","","","","","","","","","","","","","","","","","","","","","","","","","","","","","","","","","","","","","","",""]
["2017-01-13T07:00:00",2017,1,13,7,295,0,35.96,null,"2017-10-21",{"v":71.96000000000001,"d":"71.96"},{"v":219.125,"d":"219.13"},null,"",{"$nulls":42},"","","","","","","","","","","","","","","","","","","","","","","","","","","","","","","","","","","","","","","","","","","","","","","","","","","","","","","","","","","","","","","",""]
["2017-01-13T08:00:00",2017,1,13,8,296,117,37.04,null,"2017-10-22",71.06,{"v":346.8333333333333,"d":"346.83"},null,"",{"$nulls":42},"","","","","","","","","","","","","","","","","","","","","","","","","","","","","","","","","","","","","","","","","","","","","","","","","","","","","","","","","","","","","","","",""]
["2017-01-13T09:00:00",2017,1,13,9,297,609,{"v":41,"d":"41.00"},null,"2017-10-23",{"v":71.96000000000001,"d":"71.96"},{"v":347.875,"d":"347.88"},null,"",{"$nulls":42},"","","","","","","","","","","","","","","","","","","","","","","","","","","","","","","","","","","","","","","","","","","","","","","","","","","","","","","","","","","","","","","",""]
["2017-01-13T10:00:00",2017,1,13,10,298,778,46.94,null,"2017-10-24",75.02,{"v":338.5,"d":"338.50"},null,"",{"$nulls":42},"","","","","","","","","","","","","","","","","","","","","","","","","","","","","","","","","","","","","","","","","","","","","","","","","","","","","","","","","","","","","","","",""]
["2017-01-13T11:00:00",2017,1,13,11,299,717,51.08,null,"2017-10-25",66.02,{"v":50.958333333333336,"d":"50.96"},null,"",{"$nulls":42},"","","","","","","","","","","","","","","","","","","","","","","","","","","","","","","","","","","","","","","","","","","","","","","","","","","","","","","","","","","","","","","",""]
["2017-01-13T12:00:00",2017,1,13,12,300,858,{"v":55.040000000000006,"d":"55.04"},null,"2017-10-26",{"v":59,"d":"59.00"},{"v":305,"d":"305.00"},null,"",{"$nulls":42},"","","","","","","","","","","","","","","","","","","","","","","","","","","","","","","","","","","","","","","","","","","","","","","","","","","","","","","","","","","","","","","",""]
["2017-01-13T13:00:00",2017,1,13,13,301,605,57.92,null,"2017-10-27",{"v":64.03999999999999,"d":"64.04"},{"v":350.9583333333333,"d":"350.96"},null,"",{"$nulls":42},"","","","","","","","","","","","","","","","","","","","","","","","","","","","","","","","","","","","","","","","","","","","","","","","","","","","","","","","","","","","","","","",""]
["2017-01-13T14:00:00",2017,1,13,14,302,734,{"v":59,"d":"59.00"},null,"2017-10-28",{"v":60.980000000000004,"d":"60.98"},{"v":212.58333333333334,"d":"212.58"},null,"",{"$nulls":42},"","","","","","","","","","","","","","","","","","","","","","","","","","","","","","","","","","","","","","","","","","","","","","","","","","","","","","","","","","","","","","","",""]
["2017-01-13T15:00:00",2017,1,13,15,303,578,53.06,null,"2017-10-29",{"v":42.980000000000004,"d":"42.98"},{"v":100.45833333333333,"d":"100.46"},null,"",{"$nulls":42},"","","","","","","","","","","","","","","","","","","","","","","","","","","","","","","","","","","","","","","","","","","","","","","","","","","","","","","","","","","","","","","",""]
["2017-01-13T16:00:00",2017,1,13,16,304,552,{"v":51.980000000000004,"d":"51.98"},null,"2017-10-30",{"v":51.980000000000004,"d":"51.98"},{"v":274.2083333333333,"d":"274.21"},null,"",{"$nulls":42},"","","","","","","","","","","","","","","","","","","","","","","","","","","","","","","","","","","","","","","","","","","","","","","","","","","","","","","","","","","","","","","",""]
["2017-01-13T17:00:00",2017,1,13,17,305,100,42.08,null,"2017-10-31",{"v":57.019999999999996,"d":"57.02"},{"v":204,"d":"204.00"},null,""]
["2017-01-13T18:00:00",2017,1,13,18,306,0,39.92,null,"2017-11-01",75.02,220.25,null,""]
["2017-01-13T19:00:00",2017,1,13,19,307,0,35.96,null,"2017-11-02",66.92,{"v":43.875,"d":"43.88"},null,""]
["2017-01-13T20:00:00",2017,1,13,20,308,0,35.06,null,"2017-11-03",64.94,{"v":140.08333333333334,"d":"140.08"},null,""]
["2017-01-13T21:00:00",2017,1,13,21,309,0,35.96,null,"2017-11-04",55.94,{"v":206.83333333333334,"d":"206.83"},null,"",{"$nulls":42},"Measure Names","2017-06-25","2017-06-26","2017-06-28","2017-06-29","2017-06-30","2017-07-03","2017-07-08","2017-07-10","2017-07-11","2017-07-12","2017-07-13","2017-07-14","2017-07-16","2017-07-21","2017-07-22","2017-07-25","2017-07-26","2017-07-28","2017-07-29","2017-08-03","2017-08-04","2017-08-09","2017-08-23","2017-08-24","2017-08-29","2017-08-30","2017-08-31","2017-09-06","2017-09-07","2017-09-09","","","","","","","","","","","","","","","","","","","","","","","","","","","","","","","",""]
["2017-01-13T22:00:00",2017,1,13,22,310,0,33.08,null,"2017-11-05",53.96,{"v":347.4583333333333,"d":"347.46"},null,"",{"$nulls":41},"Hour 9","Measure 1","","","","","","","","","","","","","","","","","","","","","","","","","","","","","","","","","","","","","","","","","","","","","","","","","","","","","","","","","","","","","","",""]
["2017-01-13T23:00:00",2017,1,13,23,311,0,30.92,null,"2017-11-06",66.92,{"v":54.041666666666664,"d":"54.04"},null,"",{"$nulls":42},"","","","","","","","","","","","","","","","","","","","","","","","","","","","","","","","","","","","","","","","","","","","","","","","","","","","","","","","","","","","","","","",""]
["2017-01-13",2017,1,13,24,312,0,30.92,null,"2017-11-07",{"v":57.019999999999996,"d":"57.02"},{"v":168.79166666666666,"d":"168.79"},null,"",{"$nulls":42},"","","","","","","","","","","","","","","","","","","","","","","","","","","","","","","","","","","","","","","","","","","","","","","","","","","","","","","","","","","","","","","",""]
["2017-01-14T01:00:00",2017,1,14,1,313,0,30.92,null,"2017-11-08",66.02,{"v":236.16666666666666,"d":"236.17"},null,"",{"$nulls":42},"","","","","","","","","","","","","","","","","","","","","","","","","","","","","","","","","","","","","","","","","","","","","","","","","","","","","","","","","","","","","","","",""]
["2017-01-14T02:00:00",2017,1,14,2,314,0,30.92,null,"2017-11-09",51.08,{"v":113.08333333333333,"d":"113.08"},null,"",{"$nulls":42},"","","","","","","","","","","","","","","","","","","","","","","","","","","","","","","","","","","","","","","","","","","","","","","","","","","","","","","","","","","","","","","",""]
["2017-01-14T03:00:00",2017,1,14,3,315,0,28.94,null,"2017-11-10",44.06,{"v":113.70833333333333,"d":"113.71"},null,"",{"$nulls":42},"","","","","","","","","","","","","","","","","","","","","","","","","","","","","","","","","","","","","","","","","","","","","","","","","","","","","","","","","","","","","","","",""]
["2017-01-14T04:00:00",2017,1,14,4,316,0,28.04,null,"2017-11-11",48.92,{"v":58.291666666666664,"d":"58.29"},null,"",{"$nulls":42},"","","","","","","","","","","","","","","","","","","","","","","","","","","","","","","","","","","","","","","","","","","","","","","","","","","","","","","","","","","","","","","",""]
["2017-01-14T05:00:00",2017,1,14,5,317,0,{"v":26.060000000000002,"d":"26.06"},null,"2017-11-12",62.96,{"v":279.875,"d":"279.88"},null,"",{"$nulls":42},"","","","","","","","","","","","","","","","","","","","","","","","","","","","","","","","","","","","","","","","","","","","","","","","","","","","","","","","","","","","","","","",""]
["2017-01-14T06:00:00",2017,1,14,6,318,0,28.94,null,"2017-11-13",{"v":68,"d":"68.00"},{"v":237.5,"d":"237.50"},null,"",{"$nulls":42},"","","","","","","","","","","","","","","","","","","","","","","","","","","","","","","","","","","","","","","","","","","","","","","","","","","","","","","","","","","","","","","",""]
["2017-01-14T07:00:00",2017,1,14,7,319,0,26.96,null,"2017-11-14",71.06,{"v":317.9166666666667,"d":"317.92"},null,"",{"$nulls":42},"","","","","","","","","","","","","","","","","","","","","","","","","","","","","","","","","","","","","","","","","","","","","","","","","","","","","","","","","","","","","","","",""]
["2017-01-14T08:00:00",2017,1,14,8,320,89,24.98,null,"2017-11-15",{"v":41,"d":"41.00"},65.25,null,"",{"$nulls":42},"","","","","","","","","","","","","","","","","","","","","","","","","","","","","","","","","","","","","","","","","","","","","","","","","","","","","","","","","","","","","","","",""]
["2017-01-14T09:00:00",2017,1,14,9,321,631,28.04,null,"2017-11-16",{"v":42.980000000000004,"d":"42.98"},{"v":279.2916666666667,"d":"279.29"},null,"",{"$nulls":42},"","","","","","","","","","","","","","","","","","","","","","","","","","","","","","","","","","","","","","","","","","","","","","","","","","","","","","","","","","","","","","","",""]
["2017-01-14T10:00:00",2017,1,14,10,322,486,30.02,null,"2017-11-17",42.08,{"v":280.5416666666667,"d":"280.54"},null,"",{"$nulls":42},"","","","","","","","","","","","","","","","","","","","","","","","","","","","","","","","","","","","","","","","","","","","","","","","","","","","","","","","","","","","","","","",""]
["2017-01-14T11:00:00",2017,1,14,11,323,704,{"v":32,"d":"32.00"},null,"2017-11-18",{"v":41,"d":"41.00"},{"v":183.95833333333334,"d":"183.96"},null,"",{"$nulls":42},"","","","","","","","","","","","","","","","","","","","","","","","","","","","","","","","","","","","","","","","","","","","","","","","","","","","","","","","","","","","","","","",""]
["2017-01-14T12:00:00",2017,1,14,12,324,795,33.08,null,"2017-11-19",{"v":39.019999999999996,"d":"39.02"},{"v":307.5,"d":"307.50"},null,"",{"$nulls":42},"","","","","","","","","","","","","","","","","","","","","","","","","","","","","","","","","","","","","","","","","","","","","","","","","","","","","","","","","","","","","","","",""]
["2017-01-14T13:00:00",2017,1,14,13,325,586,33.08,null,"2017-11-20",{"v":48.019999999999996,"d":"48.02"},{"v":135.875,"d":"135.88"},null,"",{"$nulls":42},"","","","","","","","","","","","","","","","","","","","","","","","","","","","","","","","","","","","","","","","","","","","","","","","","","","","","","","","","","","","","","","",""]
["2017-01-14T14:00:00",2017,1,14,14,326,130,33.08,null,"2017-11-21",{"v":50,"d":"50.00"},{"v":279.5833333333333,"d":"279.58"},null,"",{"$nulls":42},"","","","","","","","","","","","","","","","","","","","","","","","","","","","","","","","","","","","","","","","","","","","","","","","","","","","","","","","","","","","","","","",""]
["2017-01-14T15:00:00",2017,1,14,15,327,113,33.08,null,"2017-11-22",55.94,{"v":133.08333333333334,"d":"133.08"},null,"",{"$nulls":42},"","","","","","","","","","","","","","","","","","","","","","","","","","","","","","","","","","","","","","","","","","","","","","","","","","","","","","","","","","","","","","","",""]
["2017-01-14T16:00:00",2017,1,14,16,328,131,{"v":32,"d":"32.00"},null,"2017-11-23",{"v":69.08000000000001,"d":"69.08"},{"v":142.20833333333334,"d":"142.21"},null,"",{"$nulls":42},"","","","","","","","","","","","","","","","","","","","","","","","","","","","","","","","","","","","","","","","","","","","","","","","","","","","","","","","","","","","","","","",""]
["2017-01-14T17:00:00",2017,1,14,17,329,129,30.92,null,"2017-11-24",62.96,{"v":297.3333333333333,"d":"297.33"},null,"",{"$nulls":42},"","","","","","","","","","","","","","","","","","","","","","","","","","","","","","","","","","","","","","","","","","","","","","","","","","","","","","","","","","","","","","","",""]
["2017-01-14T18:00:00",2017,1,14,18,330,0,30.02,null,"2017-11-25",35.06,{"v":1.625,"d":"1.63"},null,"",{"$nulls":42},"","","","","","","","","","","","","","","","","","","","","","","","","","","","","","","","","","","","","","","","","","","","","","","","","","","","","","","","","","","","","","","",""]
["2017-01-14T19:00:00",2017,1,14,19,331,0,26.96,null,"2017-11-26",35.06,{"v":16.458333333333332,"d":"16.46"},null,"",{"$nulls":42},"","","","","","","","","","","","","","","","","","","","","","","","","","","","","","","","","","","","","","","","","","","","","","","","","","","","","","","","","","","","","","","",""]
["2017-01-14T20:00:00",2017,1,14,20,332,0,28.04,null,"2017-11-27",{"v":32,"d":"32.00"},{"v":243.08333333333334,"d":"243.08"},null,"",{"$nulls":42},"","","","","","","","","","","","","","","","","","","","","","","","","","","","","","","","","","","","","","","","","","","","","","","","","","","","","","","","","","","","","","","",""]
["2017-01-14T21:00:00",2017,1,14,21,333,0,28.04,null,"2017-11-28",62.06,{"v":189,"d":"189.00"},null,"",{"$nulls":42},"","","","","","","","","","","","","","","","","","","","","","","","","","","","","","","","","","","","","","","","","","","","","","","","","","","","","","","","","","","","","","","",""]
["2017-01-14T22:00:00",2017,1,14,22,334,0,26.96,null,"2017-11-29",39.92,{"v":191.83333333333334,"d":"191.83"},null,"",{"$nulls":42},"","","","","","","","","","","","","","","","","","","","","","","","","","","","","","","","","","","","","","","","","","","","","","","","","","","","","","","","","","","","","","","",""]
["2017-01-14T23:00:00",2017,1,14,23,335,0,24.98,null,"2017-11-30",46.04,{"v":198.91666666666666,"d":"198.92"},null,"",{"$nulls":42},"","","","","","","","","","","","","","","","","","","","","","","","","","","","","","","","","","","","","","","","","","","","","","","","","","","","","","","","","","","","","","","",""]
["2017-01-14",2017,1,14,24,336,0,24.08,null,"2017-12-01",{"v":12.2,"d":"12.20"},{"v":159.875,"d":"159.88"},null,"",{"$nulls":42},"","","","","","","","","","","","","","","","","","","","","","","","","","","","","","","","","","","","","","","","","","","","","","","","","","","","","","","","","","","","","","","",""]
["2017-01-15T01:00:00",2017,1,15,1,337,0,24.08,null,"2017-12-02",{"v":12.920000000000002,"d":"12.92"},{"v":120.79166666666667,"d":"120.79"},"","",{"$nulls":42},"","","","","","","","","","","","","","","","","","","","","","","","","","","","","","","","","","","","","","","","","","","","","","","","","","","","","","","","","","","","","","","",""]
["2017-01-15T02:00:00",2017,1,15,2,338,0,{"v":23,"d":"23.00"},null,"2017-12-03",53.06,{"v":271.9166666666667,"d":"271.92"},"","",{"$nulls":42},"","","","","","","","","","","","","","","","","","","","","","","","","","","","","","","","","","","","","","","","","","","","","","","","","","","","","","","","","","","","","","","",""]
["2017-01-15T03:00:00",2017,1,15,3,339,0,24.08,null,"2017-12-04",46.04,{"v":331.0416666666667,"d":"331.04"},"","",{"$nulls":42},"","","","","","","","","","","","","","","","","","","","","","","","","","","","","","","","","","","","","","","","","","","","","","","","","","","","","","","","","","","","","","","",""]
["2017-01-15T04:00:00",2017,1,15,4,340,0,{"v":23,"d":"23.00"},null,"2017-12-05",{"v":57.019999999999996,"d":"57.02"},{"v":110.95833333333333,"d":"110.96"},"",""]
["2017-01-15T05:00:00",2017,1,15,5,341,0,21.92,null,"2017-12-06",46.94,{"v":72.66666666666667,"d":"72.67"},"",""]
["2017-01-15T06:00:00",2017,1,15,6,342,0,21.92,null,"2017-12-07",46.94,{"v":244.83333333333334,"d":"244.83"},"",""]
["2017-01-15T07:00:00",2017,1,15,7,343,0,19.04,null,"2017-12-08",35.06,{"v":54.916666666666664,"d":"54.92"},"",""]
["2017-01-15T08:00:00",2017,1,15,8,344,39,17.96,null,"2017-12-09",28.04,{"v":1.125,"d":"1.13"},"","",{"$nulls":42},"Measure Names","2017-06-25","2017-06-26","2017-06-28","2017-06-29","2017-06-30","2017-07-03","2017-07-08","2017-07-10","2017-07-11","2017-07-12","2017-07-13","2017-07-14","2017-07-16","2017-07-21","2017-07-22","2017-07-25","2017-07-26","2017-07-28","2017-07-29","2017-08-03","2017-08-04","2017-08-09","2017-08-23","2017-08-24","2017-08-29","2017-08-30","2017-08-31","2017-09-06","2017-09-07","2017-09-09","","","","","","","","","","","","","","","","","","","","","","","","","","","","","","","",""]
["2017-01-15T09:00:00",2017,1,15,9,345,9,17.06,null,"2017-12-10",15.98,{"v":49.791666666666664,"d":"49.79"},"","",{"$nulls":41},"Hour 10","Measure 1","","","","","","","","","","","","","","","","","","","","","","","","","","","","","","","","","","","","","","","","","","","","","","","","","","","","","","","","","","","","","","",""]
["2017-01-15T10:00:00",2017,1,15,10,346,13,19.04,null,"2017-12-11",{"v":8.059999999999999,"d":"8.06"},175.75,"","",{"$nulls":42},"","","","","","","","","","","","","","","","","","","","","","","","","","","","","","","","","","","","","","","","","","","","","","","","","","","","","","","","","","","","","","","",""]
["2017-01-15T11:00:00",2017,1,15,11,347,2,17.96,null,"2017-12-12",24.98,{"v":187.70833333333334,"d":"187.71"},"","",{"$nulls":42},"","","","","","","","","","","","","","","","","","","","","","","","","","","","","","","","","","","","","","","","","","","","","","","","","","","","","","","","","","","","","","","",""]
["2017-01-15T12:00:00",2017,1,15,12,348,2,17.96,null,"2017-12-13",28.94,{"v":293.875,"d":"293.88"},"","",{"$nulls":42},"","","","","","","","","","","","","","","","","","","","","","","","","","","","","","","","","","","","","","","","","","","","","","","","","","","","","","","","","","","","","","","",""]
["2017-01-15T13:00:00",2017,1,15,13,349,3,15.98,null,"2017-12-14",46.94,{"v":150.125,"d":"150.13"},"","",{"$nulls":42},"","","","","","","","","","","","","","","","","","","","","","","","","","","","","","","","","","","","","","","","","","","","","","","","","","","","","","","","","","","","","","","",""]
["2017-01-15T14:00:00",2017,1,15,14,350,5,17.96,null,"2017-12-15",46.04,{"v":232.375,"d":"232.38"},"","",{"$nulls":42},"","","","","","","","","","","","","","","","","","","","","","","","","","","","","","","","","","","","","","","","","","","","","","","","","","","","","","","","","","","","","","","",""]
["2017-01-15T15:00:00",2017,1,15,15,351,4,{"v":15.079999999999998,"d":"15.08"},null,"2017-12-16",46.04,{"v":235.375,"d":"235.38"},"","",{"$nulls":42},"","","","","","","","","","","","","","","","","","","","","","","","","","","","","","","","","","","","","","","","","","","","","","","","","","","","","","","","","","","","","","","",""]
["2017-01-15T16:00:00",2017,1,15,16,352,1,12.02,null,"2017-12-17",44.96,{"v":55.666666666666664,"d":"55.67"},"","",{"$nulls":42},"","","","","","","","","","","","","","","","","","","","","","","","","","","","","","","","","","","","","","","","","","","","","","","","","","","","","","","","","","","","","","","",""]
["2017-01-15T17:00:00",2017,1,15,17,353,0,{"v":10.940000000000001,"d":"10.94"},null,"2017-12-18",46.04,{"v":37.958333333333336,"d":"37.96"},"","",{"$nulls":42},"","","","","","","","","","","","","","","","","","","","","","","","","","","","","","","","","","","","","","","","","","","","","","","","","","","","","","","","","","","","","","","",""]
["2017-01-15T18:00:00",2017,1,15,18,354,0,10.04,null,"2017-12-19",{"v":41,"d":"41.00"},{"v":137.04166666666666,"d":"137.04"},"","",{"$nulls":42},"","","","","","","","","","","","","","","","","","","","","","","","","","","","","","","","","","","","","","","","","","","","","","","","","","","","","","","","","","","","","","","",""]
["2017-01-15T19:00:00",2017,1,15,19,355,0,10.04,null,"2017-12-20",{"v":50,"d":"50.00"},{"v":214.125,"d":"214.13"},"","",{"$nulls":42},"","","","","","","","","","","","","","","","","","","","","","","","","","","","","","","","","","","","","","","","","","","","","","","","","","","","","","","","","","","","","","","",""]
["2017-01-15T20:00:00",2017,1,15,20,356,0,{"v":8.959999999999997,"d":"8.96"},null,"2017-12-21",{"v":59,"d":"59.00"},{"v":240,"d":"240.00"},"","",{"$nulls":42},"","","","","","","","","","","","","","","","","","","","","","","","","","","","","","","","","","","","","","","","","","","","","","","","","","","","","","","","","","","","","","","",""]
["2017-01-15T21:00:00",2017,1,15,21,357,0,10.04,null,"2017-12-22",{"v":51.980000000000004,"d":"51.98"},{"v":300.5,"d":"300.50"},"","",{"$nulls":42},"","","","","","","","","","","","","","","","","","","","","","","","","","","","","","","","","","","","","","","","","","","","","","","","","","","","","","","","","","","","","","","",""]
["2017-01-15T22:00:00",2017,1,15,22,358,0,{"v":8.959999999999997,"d":"8.96"},null,"2017-12-23",{"v":50,"d":"50.00"},{"v":35.875,"d":"35.88"},"","",{"$nulls":42},"","","","","","","","","","","","","","","","","","","","","","","","","","","","","","","","","","","","","","","","","","","","","","","","","","","","","","","","","","","","","","","",""]
["2017-01-15T23:00:00",2017,1,15,23,359,0,{"v":8.059999999999999,"d":"8.06"},null,"2017-12-24",35.96,{"v":12.916666666666666,"d":"12.92"},"","",{"$nulls":42},"","","","","","","","","","","","","","","","","","","","","","","","","","","","","","","","","","","","","","","","","","","","","","","","","","","","","","","","","","","","","","","",""]
["2017-01-15",2017,1,15,24,360,0,{"v":6.079999999999998,"d":"6.08"},null,"2017-12-25",{"v":51.980000000000004,"d":"51.98"},{"v":212.45833333333334,"d":"212.46"},"","",{"$nulls":42},"","","","","","","","","","","","","","","","","","","","","","","","","","","","","","","","","","","","","","","","","","","","","","","","","","","","","","","","","","","","","","","",""]
["2017-01-16T01:00:00",2017,1,16,1,361,0,{"v":3.9200000000000017,"d":"3.92"},null,"2017-12-26",46.04,{"v":229.20833333333334,"d":"229.21"},"","",{"$nulls":42},"","","","","","","","","","","","","","","","","","","","","","","","","","","","","","","","","","","","","","","","","","","","","","","","","","","","","","","","","","","","","","","",""]
["2017-01-16T02:00:00",2017,1,16,2,362,0,{"v":5,"d":"5.00"},null,"2017-12-27",33.98,{"v":274.9583333333333,"d":"274.96"},"","",{"$nulls":42},"","","","","","","","","","","","","","","","","","","","","","","","","","","","","","","","","","","","","","","","","","","","","","","","","","","","","","","","","","","","","","","",""]
["2017-01-16T03:00:00",2017,1,16,3,363,0,{"v":3.019999999999996,"d":"3.02"},null,"2017-12-28",53.06,{"v":267.3333333333333,"d":"267.33"},"","",{"$nulls":42},"","","","","","","","","","","","","","","","","","","","","","","","","","","","","","","","","","","","","","","","","","","","","","","","","","","","","","","","","","","","","","","",""]
["2017-01-16T04:00:00",2017,1,16,4,364,0,{"v":1.9400000000000013,"d":"1.94"},null,"2017-12-29",{"v":59,"d":"59.00"},{"v":165.08333333333334,"d":"165.08"},"","",{"$nulls":42},"","","","","","","","","","","","","","","","","","","","","","","","","","","","","","","","","","","","","","","","","","","","","","","","","","","","","","","","","","","","","","","",""]
["2017-01-16T05:00:00",2017,1,16,5,365,0,{"v":3.019999999999996,"d":"3.02"},null,"2017-12-30",{"v":55.040000000000006,"d":"55.04"},{"v":103.33333333333333,"d":"103.33"},"","",{"$nulls":42},"","","","","","","","","","","","","","","","","","","","","","","","","","","","","","","","","","","","","","","","","","","","","","","","","","","","","","","","","","","","","","","",""]
["2017-01-16T06:00:00",2017,1,16,6,366,0,{"v":3.019999999999996,"d":"3.02"},null,"2017-12-31",44.96,{"v":141.29166666666666,"d":"141.29"},"","",{"$nulls":42},"","","","","","","","","","","","","","","","","","","","","","","","","","","","","","","","","","","","","","","","","","","","","","","","","","","","","","","","","","","","","","","",""]
["2017-01-16T07:00:00",2017,1,16,7,367,0,{"v":3.019999999999996,"d":"3.02"},{"$nulls":48},"","","","","","","","","","","","","","","","","","","","","","","","","","","","","","","","","","","","","","","","","","","","","","","","","","","","","","","","","","","","","","","",""]
["2017-01-16T08:00:00",2017,1,16,8,368,0,{"v":3.9200000000000017,"d":"3.92"},{"$nulls":48},"","","","","","","","","","","","","","","","","","","","","","","","","","","","","","","","","","","","","","","","","","","","","","","","","","","","","","","","","","","","","","","",""]
["2017-01-16T09:00:00",2017,1,16,9,369,0,{"v":5,"d":"5.00"},{"$nulls":48},"","","","","","","","","","","","","","","","","","","","","","","","","","","","","","","","","","","","","","","","","","","","","","","","","","","","","","","","","","","","","","","",""]
["2017-01-16T10:00:00",2017,1,16,10,370,318,{"v":8.959999999999997,"d":"8.96"},{"$nulls":48},"","","","","","","","","","","","","","","","","","","","","","","","","","","","","","","","","","","","","","","","","","","","","","","","","","","","","","","","","","","","","","","",""]
["2017-01-16T11:00:00",2017,1,16,11,371,691,12.02,{"$nulls":48},"","","","","","","","","","","","","","","","","","","","","","","","","","","","","","","","","","","","","","","","","","","","","","","","","","","","","","","","","","","","","","","",""]
["2017-01-16T12:00:00",2017,1,16,12,372,830,{"v":10.940000000000001,"d":"10.94"},{"$nulls":48},"","","","","","","","","","","","","","","","","","","","","","","","","","","","","","","","","","","","","","","","","","","","","","","","","","","","","","","","","","","","","","","",""]
["2017-01-16T13:00:00",2017,1,16,13,373,949,12.02,{"$nulls":48},"","","","","","","","","","","","","","","","","","","","","","","","","","","","","","","","","","","","","","","","","","","","","","","","","","","","","","","","","","","","","","","",""]
["2017-01-16T14:00:00",2017,1,16,14,374,711,12.02,{"$nulls":48},"","","","","","","","","","","","","","","","","","","","","","","","","","","","","","","","","","","","","","","","","","","","","","","","","","","","","","","","","","","","","","","",""]
["2017-01-16T15:00:00",2017,1,16,15,375,255,6.98]
["2017-01-16T16:00:00",2017,1,16,16,376,91,6.98]
["2017-01-16T17:00:00",2017,1,16,17,377,1,{"v":6.079999999999998,"d":"6.08"}]
["2017-01-16T18:00:00",2017,1,16,18,378,0,6.98]
["2017-01-16T19:00:00",2017,1,16,19,379,0,{"v":5,"d":"5.00"},{"$nulls":48},"Measure Names","2017-06-25","2017-06-26","2017-06-28","2017-06-29","2017-06-30","2017-07-03","2017-07-08","2017-07-10","2017-07-11","2017-07-12","2017-07-13","2017-07-14","2017-07-16","2017-07-21","2017-07-22","2017-07-25","2017-07-26","2017-07-28","2017-07-29","2017-08-03","2017-08-04","2017-08-09","2017-08-23","2017-08-24","2017-08-29","2017-08-30","2017-08-31","2017-09-06","2017-09-07","2017-09-09","","","","","","","","","","","","","","","","","","","","","","","","","","","","","","","",""]
["2017-01-16T20:00:00",2017,1,16,20,380,0,{"v":5,"d":"5.00"},{"$nulls":47},"Hour 11","Measure 1","","","","","","","","","","","","","","","","","","","","","","","","","","","","","","","","","","","","","","","","","","","","","","","","","","","","","","","","","","","","","","",""]
["2017-01-16T21:00:00",2017,1,16,21,381,0,{"v":5,"d":"5.00"},{"$nulls":48},"","","","","","","","","","","","","","","","","","","","","","","","","","","","","","","","","","","","","","","","","","","","","","","","","","","","","","","","","","","","","","","",""]
["2017-01-16T22:00:00",2017,1,16,22,382,0,{"v":5,"d":"5.00"},{"$nulls":48},"","","","","","","","","","","","","","","","","","","","","","","","","","","","","","","","","","","","","","","","","","","","","","","","","","","","","","","","","","","","","","","",""]
["2017-01-16T23:00:00",2017,1,16,23,383,0,{"v":3.9200000000000017,"d":"3.92"},{"$nulls":48},"","","","","","","","","","","","","","","","","","","","","","","","","","","","","","","","","","","","","","","","","","","","","","","","","","","","","","","","","","","","","","","",""]
["2017-01-16",2017,1,16,24,384,0,{"v":3.9200000000000017,"d":"3.92"},{"$nulls":48},"","","","","","","","","","","","","","","","","","","","","","","","","","","","","","","","","","","","","","","","","","","","","","","","","","","","","","","","","","","","","","","",""]
["2017-01-17T01:00:00",2017,1,17,1,385,0,{"v":-0.9400000000000048,"d":"-0.94"},{"$nulls":48},"","","","","","","","","","","","","","","","","","","","","","","","","","","","","","","","","","","","","","","","","","","","","","","","","","","","","","","","","","","","","","","",""]
["2017-01-17T02:00:00",2017,1,17,2,386,0,{"v":-5.080000000000005,"d":"-5.08"},{"$nulls":48},"","","","","","","","","","","","","","","","","","","","","","","","","","","","","","","","","","","","","","","","","","","","","","","","","","","","","","","","","","","","","","","",""]
["2017-01-17T03:00:00",2017,1,17,3,387,0,{"v":-7.960000000000001,"d":"-7.96"},{"$nulls":48},"","","","","","","","","","","","","","","","","","","","","","","","","","","","","","","","","","","","","","","","","","","","","","","","","","","","","","","","","","","","","","","",""]
["2017-01-17T04:00:00",2017,1,17,4,388,0,-9.04,{"$nulls":48},"","","","","","","","","","","","","","","","","","","","","","","","","","","","","","","","","","","","","","","","","","","","","","","","","","","","","","","","","","","","","","","",""]
["2017-01-17T05:00:00",2017,1,17,5,389,0,{"v":-9.940000000000005,"d":"-9.94"},{"$nulls":48},"","","","","","","","","","","","","","","","","","","","","","","","","","","","","","","","","","","","","","","","","","","","","","","","","","","","","","","","","","","","","","","",""]
["2017-01-17T06:00:00",2017,1,17,6,390,0,{"v":-2.9200000000000017,"d":"-2.92"},{"$nulls":48},"","","","","","","","","","","","","","","","","","","","","","","","","","","","","","","","","","","","","","","","","","","","","","","","","","","","","","","","","","","","","","","",""]
["2017-01-17T07:00:00",2017,1,17,7,391,0,{"v":-0.9400000000000048,"d":"-0.94"},{"$nulls":48},"","","","","","","","","","","","","","","","","","","","","","","","","","","","","","","","","","","","","","","","","","","","","","","","","","","","","","","","","","","","","","","",""]
["2017-01-17T08:00:00",2017,1,17,8,392,235,{"v":1.0399999999999991,"d":"1.04"},{"$nulls":48},"","","","","","","","","","","","","","","","","","","","","","","","","","","","","","","","","","","","","","","","","","","","","","","","","","","","","","","","","","","","","","","",""]
["2017-01-17T09:00:00",2017,1,17,9,393,762,{"v":6.079999999999998,"d":"6.08"},{"$nulls":48},"","","","","","","","","","","","","","","","","","","","","","","","","","","","","","","","","","","","","","","","","","","","","","","","","","","","","","","","","","","","","","","",""]
["2017-01-17T10:00:00",2017,1,17,10,394,920,{"v":14,"d":"14.00"},{"$nulls":48},"","","","","","","","","","","","","","","","","","","","","","","","","","","","","","","","","","","","","","","","","","","","","","","","","","","","","","","","","","","","","","","",""]
["2017-01-17T11:00:00",2017,1,17,11,395,981,17.96,{"$nulls":48},"","","","","","","","","","","","","","","","","","","","","","","","","","","","","","","","","","","","","","","","","","","","","","","","","","","","","","","","","","","","","","","",""]
["2017-01-17T12:00:00",2017,1,17,12,396,1009,21.02,{"$nulls":48},"","","","","","","","","","","","","","","","","","","","","","","","","","","","","","","","","","","","","","","","","","","","","","","","","","","","","","","","","","","","","","","",""]
["2017-01-17T13:00:00",2017,1,17,13,397,1012,{"v":23,"d":"23.00"},{"$nulls":48},"","","","","","","","","","","","","","","","","","","","","","","","","","","","","","","","","","","","","","","","","","","","","","","","","","","","","","","","","","","","","","","",""]
["2017-01-17T14:00:00",2017,1,17,14,398,993,24.98,{"$nulls":48},"","","","","","","","","","","","","","","","","","","","","","","","","","","","","","","","","","","","","","","","","","","","","","","","","","","","","","","","","","","","","","","",""]
["2017-01-17T15:00:00",2017,1,17,15,399,950,24.98,{"$nulls":48},"","","","","","","","","","","","","","","","","","","","","","","","","","","","","","","","","","","","","","","","","","","","","","","","","","","","","","","","","","","","","","","",""]
["2017-01-17T16:00:00",2017,1,17,16,400,836,{"v":26.060000000000002,"d":"26.06"},{"$nulls":48},"","","","","","","","","","","","","","","","","","","","","","","","","","","","","","","","","","","","","","","","","","","","","","","","","","","","","","","","","","","","","","","",""]
["2017-01-17T17:00:00",2017,1,17,17,401,506,{"v":19.939999999999998,"d":"19.94"},{"$nulls":48},"","","","","","","","","","","","","","","","","","","","","","","","","","","","","","","","","","","","","","","","","","","","","","","","","","","","","","","","","","","","","","","",""]
["2017-01-17T18:00:00",2017,1,17,18,402,0,17.06,{"$nulls":48},"","","","","","","","","","","","","","","","","","","","","","","","","","","","","","","","","","","","","","","","","","","","","","","","","","","","","","","","","","","","","","","",""]
["2017-01-17T19:00:00",2017,1,17,19,403,0,15.98,{"$nulls":48},"","","","","","","","","","","","","","","","","","","","","","","","","","","","","","","","","","","","","","","","","","","","","","","","","","","","","","","","","","","","","","","",""]
["2017-01-17T20:00:00",2017,1,17,20,404,0,{"v":14,"d":"14.00"},{"$nulls":48},"","","","","","","","","","","","","","","","","","","","","","","","","","","","","","","","","","","","","","","","","","","","","","","","","","","","","","","","","","","","","","","",""]
["2017-01-17T21:00:00",2017,1,17,21,405,0,{"v":14,"d":"14.00"},{"$nulls":48},"","","","","","","","","","","","","","","","","","","","","","","","","","","","","","","","","","","","","","","","","","","","","","","","","","","","","","","","","","","","","","","",""]
["2017-01-17T22:00:00",2017,1,17,22,406,0,{"v":12.920000000000002,"d":"12.92"},{"$nulls":48},"","","","","","","","","","","","","","","","","","","","","","","","","","","","","","","","","","","","","","","","","","","","","","","","","","","","","","","","","","","","","","","",""]
["2017-01-17T23:00:00",2017,1,17,23,407,0,{"v":10.940000000000001,"d":"10.94"},{"$nulls":48},"","","","","","","","","","","","","","","","","","","","","","","","","","","","","","","","","","","","","","","","","","","","","","","","","","","","","","","","","","","","","","","",""]
["2017-01-17",2017,1,17,24,408,0,{"v":12.920000000000002,"d":"12.92"},{"$nulls":48},"","","","","","","","","","","","","","","","","","","","","","","","","","","","","","","","","","","","","","","","","","","","","","","","","","","","","","","","","","","","","","","",""]
["2017-01-18T01:00:00",2017,1,18,1,409,0,{"v":12.920000000000002,"d":"12.92"},{"$nulls":48},"","","","","","","","","","","","","","","","","","","","","","","","","","","","","","","","","","","","","","","","","","","","","","","","","","","","","","","","","","","","","","","",""]
["2017-01-18T02:00:00",2017,1,18,2,410,0,{"v":12.920000000000002,"d":"12.92"}]
["2017-01-18T03:00:00",2017,1,18,3,411,0,{"v":15.079999999999998,"d":"15.08"}]
["2017-01-18T04:00:00",2017,1,18,4,412,0,{"v":14,"d":"14.00"}]
["2017-01-18T05:00:00",2017,1,18,5,413,0,{"v":14,"d":"14.00"}]
["2017-01-18T06:00:00",2017,1,18,6,414,0,{"v":14,"d":"14.00"},{"$nulls":48},"Measure Names","2017-06-25","2017-06-26","2017-06-28","2017-06-29","2017-06-30","2017-07-03","2017-07-08","2017-07-10","2017-07-11","2017-07-12","2017-07-13","2017-07-14","2017-07-16","2017-07-21","2017-07-22","2017-07-25","2017-07-26","2017-07-28","2017-07-29","2017-08-03","2017-08-04","2017-08-09","2017-08-23","2017-08-24","2017-08-29","2017-08-30","2017-08-31","2017-09-06","2017-09-07","2017-09-09","","","","","","","","","","","","","","","","","","","","","","","","","","","","","","","",""]
["2017-01-18T07:00:00",2017,1,18,7,415,0,{"v":15.079999999999998,"d":"15.08"},{"$nulls":47},"Hour 12","Measure 1","","","","","","","","","","","","","","","","","","","","","","","","","","","","","","","","","","","","","","","","","","","","","","","","","","","","","","","","","","","","","","",""]
["2017-01-18T08:00:00",2017,1,18,8,416,233,15.98,{"$nulls":48},"","","","","","","","","","","","","","","","","","","","","","","","","","","","","","","","","","","","","","","","","","","","","","","","","","","","","","","","","","","","","","","",""]
["2017-01-18T09:00:00",2017,1,18,9,417,724,{"v":19.939999999999998,"d":"19.94"},{"$nulls":48},"","","","","","","","","","","","","","","","","","","","","","","","","","","","","","","","","","","","","","","","","","","","","","","","","","","","","","","","","","","","","","","",""]
["2017-01-18T10:00:00",2017,1,18,10,418,882,24.98,{"$nulls":48},"","","","","","","","","","","","","","","","","","","","","","","","","","","","","","","","","","","","","","","","","","","","","","","","","","","","","","","","","","","","","","","",""]
["2017-01-18T11:00:00",2017,1,18,11,419,949,30.92,{"$nulls":48},"","","","","","","","","","","","","","","","","","","","","","","","","","","","","","","","","","","","","","","","","","","","","","","","","","","","","","","","","","","","","","","",""]
["2017-01-18T12:00:00",2017,1,18,12,420,977,33.98,{"$nulls":48},"","","","","","","","","","","","","","","","","","","","","","","","","","","","","","","","","","","","","","","","","","","","","","","","","","","","","","","","","","","","","","","",""]
["2017-01-18T13:00:00",2017,1,18,13,421,981,35.96,{"$nulls":48},"","","","","","","","","","","","","","","","","","","","","","","","","","","","","","","","","","","","","","","","","","","","","","","","","","","","","","","","","","","","","","","",""]
["2017-01-18T14:00:00",2017,1,18,14,422,726,{"v":39.019999999999996,"d":"39.02"},{"$nulls":48},"","","","","","","","","","","","","","","","","","","","","","","","","","","","","","","","","","","","","","","","","","","","","","","","","","","","","","","","","","","","","","","",""]
["2017-01-18T15:00:00",2017,1,18,15,423,820,37.04,{"$nulls":48},"","","","","","","","","","","","","","","","","","","","","","","","","","","","","","","","","","","","","","","","","","","","","","","","","","","","","","","","","","","","","","","",""]
["2017-01-18T16:00:00",2017,1,18,16,424,199,35.06,{"$nulls":48},"","","","","","","","","","","","","","","","","","","","","","","","","","","","","","","","","","","","","","","","","","","","","","","","","","","","","","","","","","","","","","","",""]
["2017-01-18T17:00:00",2017,1,18,17,425,4,30.02,{"$nulls":48},"","","","","","","","","","","","","","","","","","","","","","","","","","","","","","","","","","","","","","","","","","","","","","","","","","","","","","","","","","","","","","","",""]
["2017-01-18T18:00:00",2017,1,18,18,426,0,28.04,{"$nulls":48},"","","","","","","","","","","","","","","","","","","","","","","","","","","","","","","","","","","","","","","","","","","","","","","","","","","","","","","","","","","","","","","",""]
["2017-01-18T19:00:00",2017,1,18,19,427,0,26.96,{"$nulls":48},"","","","","","","","","","","","","","","","","","","","","","","","","","","","","","","","","","","","","","","","","","","","","","","","","","","","","","","","","","","","","","","",""]
["2017-01-18T20:00:00",2017,1,18,20,428,0,28.94,{"$nulls":48},"","","","","","","","","","","","","","","","","","","","","","","","","","","","","","","","","","","","","","","","","","","","","","","","","","","","","","","","","","","","","","","",""]
["2017-01-18T21:00:00",2017,1,18,21,429,0,26.96,{"$nulls":48},"","","","","","","","","","","","","","","","","","","","","","","","","","","","","","","","","","","","","","","","","","","","","","","","","","","","","","","","","","","","","","","",""]
["2017-01-18T22:00:00",2017,1,18,22,430,0,28.04,{"$nulls":48},"","","","","","","","","","","","","","","","","","","","","","","","","","","","","","","","","","","","","","","","","","","","","","","","","","","","","","","","","","","","","","","",""]
["2017-01-18T23:00:00",2017,1,18,23,431,0,30.02,{"$nulls":48},"","","","","","","","","","","","","","","","","","","","","","","","","","","","","","","","","","","","","","","","","","","","","","","","","","","","","","","","","","","","","","","",""]
["2017-01-18",2017,1,18,24,432,0,28.94,{"$nulls":48},"","","","","","","","","","","","","","","","","","","","","","","","","","","","","","","","","","","","","","","","","","","","","","","","","","","","","","","","","","","","","","","",""]
["2017-01-19T01:00:00",2017,1,19,1,433,0,28.94,{"$nulls":48},"","","","","","","","","","","","","","","","","","","","","","","","","","","","","","","","","","","","","","","","","","","","","","","","","","","","","","","","","","","","","","","",""]
["2017-01-19T02:00:00",2017,1,19,2,434,0,{"v":26.060000000000002,"d":"26.06"},{"$nulls":48},"","","","","","","","","","","","","","","","","","","","","","","","","","","","","","","","","","","","","","","","","","","","","","","","","","","","","","","","","","","","","","","",""]
["2017-01-19T03:00:00",2017,1,19,3,435,0,26.96,{"$nulls":48},"","","","","","","","","","","","","","","","","","","","","","","","","","","","","","","","","","","","","","","","","","","","","","","","","","","","","","","","","","","","","","","",""]
["2017-01-19T04:00:00",2017,1,19,4,436,0,28.04,{"$nulls":48},"","","","","","","","","","","","","","","","","","","","","","","","","","","","","","","","","","","","","","","","","","","","","","","","","","","","","","","","","","","","","","","",""]
["2017-01-19T05:00:00",2017,1,19,5,437,0,26.96,{"$nulls":48},"","","","","","","","","","","","","","","","","","","","","","","","","","","","","","","","","","","","","","","","","","","","","","","","","","","","","","","","","","","","","","","",""]
["2017-01-19T06:00:00",2017,1,19,6,438,0,24.98,{"$nulls":48},"","","","","","","","","","","","","","","","","","","","","","","","","","","","","","","","","","","","","","","","","","","","","","","","","","","","","","","","","","","","","","","",""]
["2017-01-19T07:00:00",2017,1,19,7,439,0,24.08,{"$nulls":48},"","","","","","","","","","","","","","","","","","","","","","","","","","","","","","","","","","","","","","","","","","","","","","","","","","","","","","","","","","","","","","","",""]
["2017-01-19T08:00:00",2017,1,19,8,440,0,{"v":23,"d":"23.00"},{"$nulls":48},"","","","","","","","","","","","","","","","","","","","","","","","","","","","","","","","","","","","","","","","","","","","","","","","","","","","","","","","","","","","","","","",""]
["2017-01-19T09:00:00",2017,1,19,9,441,4,{"v":23,"d":"23.00"},{"$nulls":48},"","","","","","","","","","","","","","","","","","","","","","","","","","","","","","","","","","","","","","","","","","","","","","","","","","","","","","","","","","","","","","","",""]
["2017-01-19T10:00:00",2017,1,19,10,442,12,24.08,{"$nulls":48},"","","","","","","","","","","","","","","","","","","","","","","","","","","","","","","","","","","","","","","","","","","","","","","","","","","","","","","","","","","","","","","",""]
["2017-01-19T11:00:00",2017,1,19,11,443,1,24.08,{"$nulls":48},"","","","","","","","","","","","","","","","","","","","","","","","","","","","","","","","","","","","","","","","","","","","","","","","","","","","","","","","","","","","","","","",""]
["2017-01-19T12:00:00",2017,1,19,12,444,1,24.08,{"$nulls":48},"","","","","","","","","","","","","","","","","","","","","","","","","","","","","","","","","","","","","","","","","","","","","","","","","","","","","","","","","","","","","","","",""]
["2017-01-19T13:00:00",2017,1,19,13,445,7,24.08]
["2017-01-19T14:00:00",2017,1,19,14,446,4,{"v":23,"d":"23.00"}]
["2017-01-19T15:00:00",2017,1,19,15,447,3,21.92]
["2017-01-19T16:00:00",2017,1,19,16,448,2,21.02]
["2017-01-19T17:00:00",2017,1,19,17,449,1,{"v":19.939999999999998,"d":"19.94"},{"$nulls":48},"Measure Names","2017-06-25","2017-06-26","2017-06-28","2017-06-29","2017-06-30","2017-07-03","2017-07-08","2017-07-10","2017-07-11","2017-07-12","2017-07-13","2017-07-14","2017-07-16","2017-07-21","2017-07-22","2017-07-25","2017-07-26","2017-07-28","2017-07-29","2017-08-03","2017-08-04","2017-08-09","2017-08-23","2017-08-24","2017-08-29","2017-08-30","2017-08-31","2017-09-06","2017-09-07","2017-09-09","","","","","","","","","","","","","","","","","","","","","","","","","","","","","","","",""]
["2017-01-19T18:00:00",2017,1,19,18,450,0,19.04,{"$nulls":47},"Hour 13","Measure 1","","","","","","","","","","","","","","","","","","","","","","","","","","","","","","","","","","","","","","","","","","","","","","","","","","","","","","","","","","","","","","",""]
["2017-01-19T19:00:00",2017,1,19,19,451,0,17.06,{"$nulls":48},"","","","","","","","","","","","","","","","","","","","","","","","","","","","","","","","","","","","","","","","","","","","","","","","","","","","","","","","","","","","","","","",""]
["2017-01-19T20:00:00",2017,1,19,20,452,0,{"v":14,"d":"14.00"},{"$nulls":48},"","","","","","","","","","","","","","","","","","","","","","","","","","","","","","","","","","","","","","","","","","","","","","","","","","","","","","","","","","","","","","","",""]
["2017-01-19T21:00:00",2017,1,19,21,453,0,12.02,{"$nulls":48},"","","","","","","","","","","","","","","","","","","","","","","","","","","","","","","","","","","","","","","","","","","","","","","","","","","","","","","","","","","","","","","",""]
["2017-01-19T22:00:00",2017,1,19,22,454,0,{"v":10.940000000000001,"d":"10.94"},{"$nulls":48},"","","","","","","","","","","","","","","","","","","","","","","","","","","","","","","","","","","","","","","","","","","","","","","","","","","","","","","","","","","","","","","",""]
["2017-01-19T23:00:00",2017,1,19,23,455,0,{"v":15.079999999999998,"d":"15.08"},{"$nulls":48},"","","","","","","","","","","","","","","","","","","","","","","","","","","","","","","","","","","","","","","","","","","","","","","","","","","","","","","","","","","","","","","",""]
["2017-01-19",2017,1,19,24,456,0,12.02,{"$nulls":48},"","","","","","","","","","","","","","","","","","","","","","","","","","","","","","","","","","","","","","","","","","","","","","","","","","","","","","","","","","","","","","","",""]
["2017-01-20T01:00:00",2017,1,20,1,457,0,{"v":10.940000000000001,"d":"10.94"},{"$nulls":48},"","","","","","","","","","","","","","","","","","","","","","","","","","","","","","","","","","","","","","","","","","","","","","","","","","","","","","","","","","","","","","","",""]
["2017-01-20T02:00:00",2017,1,20,2,458,0,10.04,{"$nulls":48},"","","","","","","","","","","","","","","","","","","","","","","","","","","","","","","","","","","","","","","","","","","","","","","","","","","","","","","","","","","","","","","",""]
["2017-01-20T03:00:00",2017,1,20,3,459,0,{"v":8.959999999999997,"d":"8.96"},{"$nulls":48},"","","","","","","","","","","","","","","","","","","","","","","","","","","","","","","","","","","","","","","","","","","","","","","","","","","","","","","","","","","","","","","",""]
["2017-01-20T04:00:00",2017,1,20,4,460,0,{"v":6.079999999999998,"d":"6.08"},{"$nulls":48},"","","","","","","","","","","","","","","","","","","","","","","","","","","","","","","","","","","","","","","","","","","","","","","","","","","","","","","","","","","","","","","",""]
["2017-01-20T05:00:00",2017,1,20,5,461,0,{"v":8.059999999999999,"d":"8.06"},{"$nulls":48},"","","","","","","","","","","","","","","","","","","","","","","","","","","","","","","","","","","","","","","","","","","","","","","","","","","","","","","","","","","","","","","",""]
["2017-01-20T06:00:00",2017,1,20,6,462,0,{"v":5,"d":"5.00"},{"$nulls":48},"","","","","","","","","","","","","","","","","","","","","","","","","","","","","","","","","","","","","","","","","","","","","","","","","","","","","","","","","","","","","","","",""]
["2017-01-20T07:00:00",2017,1,20,7,463,0,{"v":-0.9400000000000048,"d":"-0.94"},{"$nulls":48},"","","","","","","","","","","","","","","","","","","","","","","","","","","","","","","","","","","","","","","","","","","","","","","","","","","","","","","","","","","","","","","",""]
["2017-01-20T08:00:00",2017,1,20,8,464,260,{"v":5,"d":"5.00"},{"$nulls":48},"","","","","","","","","","","","","","","","","","","","","","","","","","","","","","","","","","","","","","","","","","","","","","","","","","","","","","","","","","","","","","","",""]
["2017-01-20T09:00:00",2017,1,20,9,465,750,{"v":8.059999999999999,"d":"8.06"},{"$nulls":48},"","","","","","","","","","","","","","","","","","","","","","","","","","","","","","","","","","","","","","","","","","","","","","","","","","","","","","","","","","","","","","","",""]
["2017-01-20T10:00:00",2017,1,20,10,466,899,{"v":12.920000000000002,"d":"12.92"},{"$nulls":48},"","","","","","","","","","","","","","","","","","","","","","","","","","","","","","","","","","","","","","","","","","","","","","","","","","","","","","","","","","","","","","","",""]
["2017-01-20T11:00:00",2017,1,20,11,467,973,19.04,{"$nulls":48},"","","","","","","","","","","","","","","","","","","","","","","","","","","","","","","","","","","","","","","","","","","","","","","","","","","","","","","","","","","","","","","",""]
["2017-01-20T12:00:00",2017,1,20,12,468,1008,{"v":23,"d":"23.00"},{"$nulls":48},"","","","","","","","","","","","","","","","","","","","","","","","","","","","","","","","","","","","","","","","","","","","","","","","","","","","","","","","","","","","","","","",""]
["2017-01-20T13:00:00",2017,1,20,13,469,1007,26.96,{"$nulls":48},"","","","","","","","","","","","","","","","","","","","","","","","","","","","","","","","","","","","","","","","","","","","","","","","","","","","","","","","","","","","","","","",""]
["2017-01-20T14:00:00",2017,1,20,14,470,996,28.94,{"$nulls":48},"","","","","","","","","","","","","","","","","","","","","","","","","","","","","","","","","","","","","","","","","","","","","","","","","","","","","","","","","","","","","","","",""]
["2017-01-20T15:00:00",2017,1,20,15,471,947,30.02,{"$nulls":48},"","","","","","","","","","","","","","","","","","","","","","","","","","","","","","","","","","","","","","","","","","","","","","","","","","","","","","","","","","","","","","","",""]
["2017-01-20T16:00:00",2017,1,20,16,472,717,28.94,{"$nulls":48},"","","","","","","","","","","","","","","","","","","","","","","","","","","","","","","","","","","","","","","","","","","","","","","","","","","","","","","","","","","","","","","",""]
["2017-01-20T17:00:00",2017,1,20,17,473,300,{"v":26.060000000000002,"d":"26.06"},{"$nulls":48},"","","","","","","","","","","","","","","","","","","","","","","","","","","","","","","","","","","","","","","","","","","","","","","","","","","","","","","","","","","","","","","",""]
["2017-01-20T18:00:00",2017,1,20,18,474,0,17.96,{"$nulls":48},"","","","","","","","","","","","","","","","","","","","","","","","","","","","","","","","","","","","","","","","","","","","","","","","","","","","","","","","","","","","","","","",""]
["2017-01-20T19:00:00",2017,1,20,19,475,0,19.04,{"$nulls":48},"","","","","","","","","","","","","","","","","","","","","","","","","","","","","","","","","","","","","","","","","","","","","","","","","","","","","","","","","","","","","","","",""]
["2017-01-20T20:00:00",2017,1,20,20,476,0,15.98,{"$nulls":48},"","","","","","","","","","","","","","","","","","","","","","","","","","","","","","","","","","","","","","","","","","","","","","","","","","","","","","","","","","","","","","","",""]
["2017-01-20T21:00:00",2017,1,20,21,477,0,{"v":14,"d":"14.00"},{"$nulls":48},"","","","","","","","","","","","","","","","","","","","","","","","","","","","","","","","","","","","","","","","","","","","","","","","","","","","","","","","","","","","","","","",""]
["2017-01-20T22:00:00",2017,1,20,22,478,0,{"v":12.920000000000002,"d":"12.92"},{"$nulls":48},"","","","","","","","","","","","","","","","","","","","","","","","","","","","","","","","","","","","","","","","","","","","","","","","","","","","","","","","","","","","","","","",""]
["2017-01-20T23:00:00",2017,1,20,23,479,0,{"v":8.059999999999999,"d":"8.06"},{"$nulls":48},"","","","","","","","","","","","","","","","","","","","","","","","","","","","","","","","","","","","","","","","","","","","","","","","","","","","","","","","","","","","","","","",""]
["2017-01-20",2017,1,20,24,480,0,10.04]
["2017-01-21T01:00:00",2017,1,21,1,481,0,{"v":14,"d":"14.00"}]
["2017-01-21T02:00:00",2017,1,21,2,482,0,6.98]
["2017-01-21T03:00:00",2017,1,21,3,483,0,{"v":8.959999999999997,"d":"8.96"}]
["2017-01-21T04:00:00",2017,1,21,4,484,0,{"v":8.059999999999999,"d":"8.06"},{"$nulls":48},"Measure Names","2017-06-25","2017-06-26","2017-06-28","2017-06-29","2017-06-30","2017-07-03","2017-07-08","2017-07-10","2017-07-11","2017-07-12","2017-07-13","2017-07-14","2017-07-16","2017-07-21","2017-07-22","2017-07-25","2017-07-26","2017-07-28","2017-07-29","2017-08-03","2017-08-04","2017-08-09","2017-08-23","2017-08-24","2017-08-29","2017-08-30","2017-08-31","2017-09-06","2017-09-07","2017-09-09","","","","","","","","","","","","","","","","","","","","","","","","","","","","","","","",""]
["2017-01-21T05:00:00",2017,1,21,5,485,0,19.04,{"$nulls":47},"Hour 14","Measure 1","","","","","","","","","","","","","","","","","","","","","","","","","","","","","","","","","","","","","","","","","","","","","","","","","","","","","","","","","","","","","","",""]
["2017-01-21T06:00:00",2017,1,21,6,486,0,{"v":23,"d":"23.00"},{"$nulls":48},"","","","","","","","","","","","","","","","","","","","","","","","","","","","","","","","","","","","","","","","","","","","","","","","","","","","","","","","","","","","","","","",""]
["2017-01-21T07:00:00",2017,1,21,7,487,0,24.98,{"$nulls":48},"","","","","","","","","","","","","","","","","","","","","","","","","","","","","","","","","","","","","","","","","","","","","","","","","","","","","","","","","","","","","","","",""]
["2017-01-21T08:00:00",2017,1,21,8,488,275,24.08,{"$nulls":48},"","","","","","","","","","","","","","","","","","","","","","","","","","","","","","","","","","","","","","","","","","","","","","","","","","","","","","","","","","","","","","","",""]
["2017-01-21T09:00:00",2017,1,21,9,489,763,{"v":26.060000000000002,"d":"26.06"},{"$nulls":48},"","","","","","","","","","","","","","","","","","","","","","","","","","","","","","","","","","","","","","","","","","","","","","","","","","","","","","","","","","","","","","","",""]
["2017-01-21T10:00:00",2017,1,21,10,490,912,28.94,{"$nulls":48},"","","","","","","","","","","","","","","","","","","","","","","","","","","","","","","","","","","","","","","","","","","","","","","","","","","","","","","","","","","","","","","",""]
["2017-01-21T11:00:00",2017,1,21,11,491,981,30.92,{"$nulls":48},"","","","","","","","","","","","","","","","","","","","","","","","","","","","","","","","","","","","","","","","","","","","","","","","","","","","","","","","","","","","","","","",""]
["2017-01-21T12:00:00",2017,1,21,12,492,821,33.08,{"$nulls":48},"","","","","","","","","","","","","","","","","","","","","","","","","","","","","","","","","","","","","","","","","","","","","","","","","","","","","","","","","","","","","","","",""]
["2017-01-21T13:00:00",2017,1,21,13,493,649,35.06,{"$nulls":48},"","","","","","","","","","","","","","","","","","","","","","","","","","","","","","","","","","","","","","","","","","","","","","","","","","","","","","","","","","","","","","","",""]
["2017-01-21T14:00:00",2017,1,21,14,494,310,{"v":32,"d":"32.00"},{"$nulls":48},"","","","","","","","","","","","","","","","","","","","","","","","","","","","","","","","","","","","","","","","","","","","","","","","","","","","","","","","","","","","","","","",""]
["2017-01-21T15:00:00",2017,1,21,15,495,324,28.04,{"$nulls":48},"","","","","","","","","","","","","","","","","","","","","","","","","","","","","","","","","","","","","","","","","","","","","","","","","","","","","","","","","","","","","","","",""]
["2017-01-21T16:00:00",2017,1,21,16,496,195,26.96,{"$nulls":48},"","","","","","","","","","","","","","","","","","","","","","","","","","","","","","","","","","","","","","","","","","","","","","","","","","","","","","","","","","","","","","","",""]
["2017-01-21T17:00:00",2017,1,21,17,497,86,24.98,{"$nulls":48},"","","","","","","","","","","","","","","","","","","","","","","","","","","","","","","","","","","","","","","","","","","","","","","","","","","","","","","","","","","","","","","",""]
["2017-01-21T18:00:00",2017,1,21,18,498,0,21.92,{"$nulls":48},"","","","","","","","","","","","","","","","","","","","","","","","","","","","","","","","","","","","","","","","","","","","","","","","","","","","","","","","","","","","","","","",""]
["2017-01-21T19:00:00",2017,1,21,19,499,0,19.04,{"$nulls":48},"","","","","","","","","","","","","","","","","","","","","","","","","","","","","","","","","","","","","","","","","","","","","","","","","","","","","","","","","","","","","","","",""]
["2017-01-21T20:00:00",2017,1,21,20,500,0,19.04,{"$nulls":48},"","","","","","","","","","","","","","","","","","","","","","","","","","","","","","","","","","","","","","","","","","","","","","","","","","","","","","","","","","","","","","","",""]
["2017-01-21T21:00:00",2017,1,21,21,501,0,{"v":14,"d":"14.00"},{"$nulls":48},"","","","","","","","","","","","","","","","","","","","","","","","","","","","","","","","","","","","","","","","","","","","","","","","","","","","","","","","","","","","","","","",""]
["2017-01-21T22:00:00",2017,1,21,22,502,0,{"v":14,"d":"14.00"},{"$nulls":48},"","","","","","","","","","","","","","","","","","","","","","","","","","","","","","","","","","","","","","","","","","","","","","","","","","","","","","","","","","","","","","","",""]
["2017-01-21T23:00:00",2017,1,21,23,503,0,{"v":12.920000000000002,"d":"12.92"},{"$nulls":48},"","","","","","","","","","","","","","","","","","","","","","","","","","","","","","","","","","","","","","","","","","","","","","","","","","","","","","","","","","","","","","","",""]
["2017-01-21",2017,1,21,24,504,0,6.98,{"$nulls":48},"","","","","","","","","","","","","","","","","","","","","","","","","","","","","","","","","","","","","","","","","","","","","","","","","","","","","","","","","","","","","","","",""]
["2017-01-22T01:00:00",2017,1,22,1,505,0,{"v":8.959999999999997,"d":"8.96"},{"$nulls":48},"","","","","","","","","","","","","","","","","","","","","","","","","","","","","","","","","","","","","","","","","","","","","","","","","","","","","","","","","","","","","","","",""]
["2017-01-22T02:00:00",2017,1,22,2,506,0,10.04,{"$nulls":48},"","","","","","","","","","","","","","","","","","","","","","","","","","","","","","","","","","","","","","","","","","","","","","","","","","","","","","","","","","","","","","","",""]
["2017-01-22T03:00:00",2017,1,22,3,507,0,{"v":8.959999999999997,"d":"8.96"},{"$nulls":48},"","","","","","","","","","","","","","","","","","","","","","","","","","","","","","","","","","","","","","","","","","","","","","","","","","","","","","","","","","","","","","","",""]
["2017-01-22T04:00:00",2017,1,22,4,508,0,{"v":8.059999999999999,"d":"8.06"},{"$nulls":48},"","","","","","","","","","","","","","","","","","","","","","","","","","","","","","","","","","","","","","","","","","","","","","","","","","","","","","","","","","","","","","","",""]
["2017-01-22T05:00:00",2017,1,22,5,509,0,{"v":8.959999999999997,"d":"8.96"},{"$nulls":48},"","","","","","","","","","","","","","","","","","","","","","","","","","","","","","","","","","","","","","","","","","","","","","","","","","","","","","","","","","","","","","","",""]
["2017-01-22T06:00:00",2017,1,22,6,510,0,{"v":10.940000000000001,"d":"10.94"},{"$nulls":48},"","","","","","","","","","","","","","","","","","","","","","","","","","","","","","","","","","","","","","","","","","","","","","","","","","","","","","","","","","","","","","","",""]
["2017-01-22T07:00:00",2017,1,22,7,511,0,{"v":10.940000000000001,"d":"10.94"},{"$nulls":48},"","","","","","","","","","","","","","","","","","","","","","","","","","","","","","","","","","","","","","","","","","","","","","","","","","","","","","","","","","","","","","","",""]
["2017-01-22T08:00:00",2017,1,22,8,512,304,{"v":12.920000000000002,"d":"12.92"},{"$nulls":48},"","","","","","","","","","","","","","","","","","","","","","","","","","","","","","","","","","","","","","","","","","","","","","","","","","","","","","","","","","","","","","","",""]
["2017-01-22T09:00:00",2017,1,22,9,513,796,17.96,{"$nulls":48},"","","","","","","","","","","","","","","","","","","","","","","","","","","","","","","","","","","","","","","","","","","","","","","","","","","","","","","","","","","","","","","",""]
["2017-01-22T10:00:00",2017,1,22,10,514,926,24.08,{"$nulls":48},"","","","","","","","","","","","","","","","","","","","","","","","","","","","","","","","","","","","","","","","","","","","","","","","","","","","","","","","","","","","","","","",""]
["2017-01-22T11:00:00",2017,1,22,11,515,876,30.92]
["2017-01-22T12:00:00",2017,1,22,12,516,686,37.94]
["2017-01-22T13:00:00",2017,1,22,13,517,793,37.94]
["2017-01-22T14:00:00",2017,1,22,14,518,667,{"v":41,"d":"41.00"}]
["2017-01-22T15:00:00",2017,1,22,15,519,489,42.08,{"$nulls":48},"Measure Names","2017-06-25","2017-06-26","2017-06-28","2017-06-29","2017-06-30","2017-07-03","2017-07-08","2017-07-10","2017-07-11","2017-07-12","2017-07-13","2017-07-14","2017-07-16","2017-07-21","2017-07-22","2017-07-25","2017-07-26","2017-07-28","2017-07-29","2017-08-03","2017-08-04","2017-08-09","2017-08-23","2017-08-24","2017-08-29","2017-08-30","2017-08-31","2017-09-06","2017-09-07","2017-09-09","","","","","","","","","","","","","","","","","","","","","","","","","","","","","","","",""]
["2017-01-22T16:00:00",2017,1,22,16,520,610,{"v":41,"d":"41.00"},{"$nulls":47},"Hour 15","Measure 1","","","","","","","","","","","","","","","","","","","","","","","","","","","","","","","","","","","","","","","","","","","","","","","","","","","","","","","","","","","","","","",""]
["2017-01-22T17:00:00",2017,1,22,17,521,176,{"v":39.019999999999996,"d":"39.02"},{"$nulls":48},"","","","","","","","","","","","","","","","","","","","","","","","","","","","","","","","","","","","","","","","","","","","","","","","","","","","","","","","","","","","","","","",""]
["2017-01-22T18:00:00",2017,1,22,18,522,4,37.94,{"$nulls":48},"","","","","","","","","","","","","","","","","","","","","","","","","","","","","","","","","","","","","","","","","","","","","","","","","","","","","","","","","","","","","","","",""]
["2017-01-22T19:00:00",2017,1,22,19,523,0,{"v":39.019999999999996,"d":"39.02"},{"$nulls":48},"","","","","","","","","","","","","","","","","","","","","","","","","","","","","","","","","","","","","","","","","","","","","","","","","","","","","","","","","","","","","","","",""]
["2017-01-22T20:00:00",2017,1,22,20,524,0,{"v":39.019999999999996,"d":"39.02"},{"$nulls":48},"","","","","","","","","","","","","","","","","","","","","","","","","","","","","","","","","","","","","","","","","","","","","","","","","","","","","","","","","","","","","","","",""]
["2017-01-22T21:00:00",2017,1,22,21,525,0,{"v":39.019999999999996,"d":"39.02"},{"$nulls":48},"","","","","","","","","","","","","","","","","","","","","","","","","","","","","","","","","","","","","","","","","","","","","","","","","","","","","","","","","","","","","","","",""]
["2017-01-22T22:00:00",2017,1,22,22,526,0,{"v":39.019999999999996,"d":"39.02"},{"$nulls":48},"","","","","","","","","","","","","","","","","","","","","","","","","","","","","","","","","","","","","","","","","","","","","","","","","","","","","","","","","","","","","","","",""]
["2017-01-22T23:00:00",2017,1,22,23,527,0,{"v":39.019999999999996,"d":"39.02"},{"$nulls":48},"","","","","","","","","","","","","","","","","","","","","","","","","","","","","","","","","","","","","","","","","","","","","","","","","","","","","","","","","","","","","","","",""]
["2017-01-22",2017,1,22,24,528,0,{"v":39.019999999999996,"d":"39.02"},{"$nulls":48},"","","","","","","","","","","","","","","","","","","","","","","","","","","","","","","","","","","","","","","","","","","","","","","","","","","","","","","","","","","","","","","",""]
["2017-01-23T01:00:00",2017,1,23,1,529,0,{"v":41,"d":"41.00"},{"$nulls":48},"","","","","","","","","","","","","","","","","","","","","","","","","","","","","","","","","","","","","","","","","","","","","","","","","","","","","","","","","","","","","","","",""]
["2017-01-23T02:00:00",2017,1,23,2,530,0,35.96,{"$nulls":48},"","","","","","","","","","","","","","","","","","","","","","","","","","","","","","","","","","","","","","","","","","","","","","","","","","","","","","","","","","","","","","","",""]
["2017-01-23T03:00:00",2017,1,23,3,531,0,28.04,{"$nulls":48},"","","","","","","","","","","","","","","","","","","","","","","","","","","","","","","","","","","","","","","","","","","","","","","","","","","","","","","","","","","","","","","",""]
["2017-01-23T04:00:00",2017,1,23,4,532,0,24.98,{"$nulls":48},"","","","","","","","","","","","","","","","","","","","","","","","","","","","","","","","","","","","","","","","","","","","","","","","","","","","","","","","","","","","","","","",""]
["2017-01-23T05:00:00",2017,1,23,5,533,0,24.08,{"$nulls":48},"","","","","","","","","","","","","","","","","","","","","","","","","","","","","","","","","","","","","","","","","","","","","","","","","","","","","","","","","","","","","","","",""]
["2017-01-23T06:00:00",2017,1,23,6,534,0,{"v":23,"d":"23.00"},{"$nulls":48},"","","","","","","","","","","","","","","","","","","","","","","","","","","","","","","","","","","","","","","","","","","","","","","","","","","","","","","","","","","","","","","",""]
["2017-01-23T07:00:00",2017,1,23,7,535,0,{"v":19.939999999999998,"d":"19.94"},{"$nulls":48},"","","","","","","","","","","","","","","","","","","","","","","","","","","","","","","","","","","","","","","","","","","","","","","","","","","","","","","","","","","","","","","",""]
["2017-01-23T08:00:00",2017,1,23,8,536,50,24.08,{"$nulls":48},"","","","","","","","","","","","","","","","","","","","","","","","","","","","","","","","","","","","","","","","","","","","","","","","","","","","","","","","","","","","","","","",""]
["2017-01-23T09:00:00",2017,1,23,9,537,231,28.94,{"$nulls":48},"","","","","","","","","","","","","","","","","","","","","","","","","","","","","","","","","","","","","","","","","","","","","","","","","","","","","","","","","","","","","","","",""]
["2017-01-23T10:00:00",2017,1,23,10,538,241,33.08,{"$nulls":48},"","","","","","","","","","","","","","","","","","","","","","","","","","","","","","","","","","","","","","","","","","","","","","","","","","","","","","","","","","","","","","","",""]
["2017-01-23T11:00:00",2017,1,23,11,539,561,44.96,{"$nulls":48},"","","","","","","","","","","","","","","","","","","","","","","","","","","","","","","","","","","","","","","","","","","","","","","","","","","","","","","","","","","","","","","",""]
["2017-01-23T12:00:00",2017,1,23,12,540,462,48.92,{"$nulls":48},"","","","","","","","","","","","","","","","","","","","","","","","","","","","","","","","","","","","","","","","","","","","","","","","","","","","","","","","","","","","","","","",""]
["2017-01-23T13:00:00",2017,1,23,13,541,263,44.06,{"$nulls":48},"","","","","","","","","","","","","","","","","","","","","","","","","","","","","","","","","","","","","","","","","","","","","","","","","","","","","","","","","","","","","","","",""]
["2017-01-23T14:00:00",2017,1,23,14,542,62,44.06,{"$nulls":48},"","","","","","","","","","","","","","","","","","","","","","","","","","","","","","","","","","","","","","","","","","","","","","","","","","","","","","","","","","","","","","","",""]
["2017-01-23T15:00:00",2017,1,23,15,543,42,42.08,{"$nulls":48},"","","","","","","","","","","","","","","","","","","","","","","","","","","","","","","","","","","","","","","","","","","","","","","","","","","","","","","","","","","","","","","",""]
["2017-01-23T16:00:00",2017,1,23,16,544,7,37.04,{"$nulls":48},"","","","","","","","","","","","","","","","","","","","","","","","","","","","","","","","","","","","","","","","","","","","","","","","","","","","","","","","","","","","","","","",""]
["2017-01-23T17:00:00",2017,1,23,17,545,9,35.96,{"$nulls":48},"","","","","","","","","","","","","","","","","","","","","","","","","","","","","","","","","","","","","","","","","","","","","","","","","","","","","","","","","","","","","","","",""]
["2017-01-23T18:00:00",2017,1,23,18,546,1,35.06,{"$nulls":48},"","","","","","","","","","","","","","","","","","","","","","","","","","","","","","","","","","","","","","","","","","","","","","","","","","","","","","","","","","","","","","","",""]
["2017-01-23T19:00:00",2017,1,23,19,547,0,33.08,{"$nulls":48},"","","","","","","","","","","","","","","","","","","","","","","","","","","","","","","","","","","","","","","","","","","","","","","","","","","","","","","","","","","","","","","",""]
["2017-01-23T20:00:00",2017,1,23,20,548,0,{"v":32,"d":"32.00"},{"$nulls":48},"","","","","","","","","","","","","","","","","","","","","","","","","","","","","","","","","","","","","","","","","","","","","","","","","","","","","","","","","","","","","","","",""]
["2017-01-23T21:00:00",2017,1,23,21,549,0,{"v":32,"d":"32.00"},{"$nulls":48},"","","","","","","","","","","","","","","","","","","","","","","","","","","","","","","","","","","","","","","","","","","","","","","","","","","","","","","","","","","","","","","",""]
["2017-01-23T22:00:00",2017,1,23,22,550,0,{"v":32,"d":"32.00"}]
["2017-01-23T23:00:00",2017,1,23,23,551,0,30.92]
["2017-01-23",2017,1,23,24,552,0,30.02]
["2017-01-24T01:00:00",2017,1,24,1,553,0,30.02]
["2017-01-24T02:00:00",2017,1,24,2,554,0,28.94,{"$nulls":48},"Measure Names","2017-06-25","2017-06-26","2017-06-28","2017-06-29","2017-06-30","2017-07-03","2017-07-08","2017-07-10","2017-07-11","2017-07-12","2017-07-13","2017-07-14","2017-07-16","2017-07-21","2017-07-22","2017-07-25","2017-07-26","2017-07-28","2017-07-29","2017-08-03","2017-08-04","2017-08-09","2017-08-23","2017-08-24","2017-08-29","2017-08-30","2017-08-31","2017-09-06","2017-09-07","2017-09-09","","","","","","","","","","","","","","","","","","","","","","","","","","","","","","","",""]
["2017-01-24T03:00:00",2017,1,24,3,555,0,30.02,{"$nulls":47},"Hour 16","Measure 1","","","","","","","","","","","","","","","","","","","","","","","","","","","","","","","","","","","","","","","","","","","","","","","","","","","","","","","","","","","","","","",""]
["2017-01-24T04:00:00",2017,1,24,4,556,0,28.94,{"$nulls":48},"","","","","","","","","","","","","","","","","","","","","","","","","","","","","","","","","","","","","","","","","","","","","","","","","","","","","","","","","","","","","","","",""]
["2017-01-24T05:00:00",2017,1,24,5,557,0,30.02,{"$nulls":48},"","","","","","","","","","","","","","","","","","","","","","","","","","","","","","","","","","","","","","","","","","","","","","","","","","","","","","","","","","","","","","","",""]
["2017-01-24T06:00:00",2017,1,24,6,558,0,30.02,{"$nulls":48},"","","","","","","","","","","","","","","","","","","","","","","","","","","","","","","","","","","","","","","","","","","","","","","","","","","","","","","","","","","","","","","",""]
["2017-01-24T07:00:00",2017,1,24,7,559,0,28.94,{"$nulls":48},"","","","","","","","","","","","","","","","","","","","","","","","","","","","","","","","","","","","","","","","","","","","","","","","","","","","","","","","","","","","","","","",""]
["2017-01-24T08:00:00",2017,1,24,8,560,27,28.04,{"$nulls":48},"","","","","","","","","","","","","","","","","","","","","","","","","","","","","","","","","","","","","","","","","","","","","","","","","","","","","","","","","","","","","","","",""]
["2017-01-24T09:00:00",2017,1,24,9,561,403,30.92,{"$nulls":48},"","","","","","","","","","","","","","","","","","","","","","","","","","","","","","","","","","","","","","","","","","","","","","","","","","","","","","","","","","","","","","","",""]
["2017-01-24T10:00:00",2017,1,24,10,562,675,39.92,{"$nulls":48},"","","","","","","","","","","","","","","","","","","","","","","","","","","","","","","","","","","","","","","","","","","","","","","","","","","","","","","","","","","","","","","",""]
["2017-01-24T11:00:00",2017,1,24,11,563,767,44.96,{"$nulls":48},"","","","","","","","","","","","","","","","","","","","","","","","","","","","","","","","","","","","","","","","","","","","","","","","","","","","","","","","","","","","","","","",""]
["2017-01-24T12:00:00",2017,1,24,12,564,804,44.96,{"$nulls":48},"","","","","","","","","","","","","","","","","","","","","","","","","","","","","","","","","","","","","","","","","","","","","","","","","","","","","","","","","","","","","","","",""]
["2017-01-24T13:00:00",2017,1,24,13,565,675,44.06,{"$nulls":48},"","","","","","","","","","","","","","","","","","","","","","","","","","","","","","","","","","","","","","","","","","","","","","","","","","","","","","","","","","","","","","","",""]
["2017-01-24T14:00:00",2017,1,24,14,566,318,44.06,{"$nulls":48},"","","","","","","","","","","","","","","","","","","","","","","","","","","","","","","","","","","","","","","","","","","","","","","","","","","","","","","","","","","","","","","",""]
["2017-01-24T15:00:00",2017,1,24,15,567,962,46.94,{"$nulls":48},"","","","","","","","","","","","","","","","","","","","","","","","","","","","","","","","","","","","","","","","","","","","","","","","","","","","","","","","","","","","","","","",""]
["2017-01-24T16:00:00",2017,1,24,16,568,688,44.96,{"$nulls":48},"","","","","","","","","","","","","","","","","","","","","","","","","","","","","","","","","","","","","","","","","","","","","","","","","","","","","","","","","","","","","","","",""]
["2017-01-24T17:00:00",2017,1,24,17,569,358,42.08,{"$nulls":48},"","","","","","","","","","","","","","","","","","","","","","","","","","","","","","","","","","","","","","","","","","","","","","","","","","","","","","","","","","","","","","","",""]
["2017-01-24T18:00:00",2017,1,24,18,570,8,{"v":41,"d":"41.00"},{"$nulls":48},"","","","","","","","","","","","","","","","","","","","","","","","","","","","","","","","","","","","","","","","","","","","","","","","","","","","","","","","","","","","","","","",""]
["2017-01-24T19:00:00",2017,1,24,19,571,0,39.92,{"$nulls":48},"","","","","","","","","","","","","","","","","","","","","","","","","","","","","","","","","","","","","","","","","","","","","","","","","","","","","","","","","","","","","","","",""]
["2017-01-24T20:00:00",2017,1,24,20,572,0,42.08,{"$nulls":48},"","","","","","","","","","","","","","","","","","","","","","","","","","","","","","","","","","","","","","","","","","","","","","","","","","","","","","","","","","","","","","","",""]
["2017-01-24T21:00:00",2017,1,24,21,573,0,39.92,{"$nulls":48},"","","","","","","","","","","","","","","","","","","","","","","","","","","","","","","","","","","","","","","","","","","","","","","","","","","","","","","","","","","","","","","",""]
["2017-01-24T22:00:00",2017,1,24,22,574,0,39.92,{"$nulls":48},"","","","","","","","","","","","","","","","","","","","","","","","","","","","","","","","","","","","","","","","","","","","","","","","","","","","","","","","","","","","","","","",""]
["2017-01-24T23:00:00",2017,1,24,23,575,0,37.94,{"$nulls":48},"","","","","","","","","","","","","","","","","","","","","","","","","","","","","","","","","","","","","","","","","","","","","","","","","","","","","","","","","","","","","","","",""]
["2017-01-24",2017,1,24,24,576,0,37.94,{"$nulls":48},"","","","","","","","","","","","","","","","","","","","","","","","","","","","","","","","","","","","","","","","","","","","","","","","","","","","","","","","","","","","","","","",""]
["2017-01-25T01:00:00",2017,1,25,1,577,0,39.92,{"$nulls":48},"","","","","","","","","","","","","","","","","","","","","","","","","","","","","","","","","","","","","","","","","","","","","","","","","","","","","","","","","","","","","","","",""]
["2017-01-25T02:00:00",2017,1,25,2,578,0,37.04,{"$nulls":48},"","","","","","","","","","","","","","","","","","","","","","","","","","","","","","","","","","","","","","","","","","","","","","","","","","","","","","","","","","","","","","","",""]
["2017-01-25T03:00:00",2017,1,25,3,579,0,{"v":41,"d":"41.00"},{"$nulls":48},"","","","","","","","","","","","","","","","","","","","","","","","","","","","","","","","","","","","","","","","","","","","","","","","","","","","","","","","","","","","","","","",""]
["2017-01-25T04:00:00",2017,1,25,4,580,0,42.08,{"$nulls":48},"","","","","","","","","","","","","","","","","","","","","","","","","","","","","","","","","","","","","","","","","","","","","","","","","","","","","","","","","","","","","","","",""]
["2017-01-25T05:00:00",2017,1,25,5,581,0,39.92,{"$nulls":48},"","","","","","","","","","","","","","","","","","","","","","","","","","","","","","","","","","","","","","","","","","","","","","","","","","","","","","","","","","","","","","","",""]
["2017-01-25T06:00:00",2017,1,25,6,582,0,37.94,{"$nulls":48},"","","","","","","","","","","","","","","","","","","","","","","","","","","","","","","","","","","","","","","","","","","","","","","","","","","","","","","","","","","","","","","",""]
["2017-01-25T07:00:00",2017,1,25,7,583,0,33.98,{"$nulls":48},"","","","","","","","","","","","","","","","","","","","","","","","","","","","","","","","","","","","","","","","","","","","","","","","","","","","","","","","","","","","","","","",""]
["2017-01-25T08:00:00",2017,1,25,8,584,150,33.98,{"$nulls":48},"","","","","","","","","","","","","","","","","","","","","","","","","","","","","","","","","","","","","","","","","","","","","","","","","","","","","","","","","","","","","","","",""]
["2017-01-25T09:00:00",2017,1,25,9,585,249,42.08]
["2017-01-25T10:00:00",2017,1,25,10,586,216,46.04]
["2017-01-25T11:00:00",2017,1,25,11,587,718,44.96]
["2017-01-25T12:00:00",2017,1,25,12,588,381,44.06]
["2017-01-25T13:00:00",2017,1,25,13,589,73,46.04,{"$nulls":48},"Measure Names","2017-06-25","2017-06-26","2017-06-28","2017-06-29","2017-06-30","2017-07-03","2017-07-08","2017-07-10","2017-07-11","2017-07-12","2017-07-13","2017-07-14","2017-07-16","2017-07-21","2017-07-22","2017-07-25","2017-07-26","2017-07-28","2017-07-29","2017-08-03","2017-08-04","2017-08-09","2017-08-23","2017-08-24","2017-08-29","2017-08-30","2017-08-31","2017-09-06","2017-09-07","2017-09-09","","","","","","","","","","","","","","","","","","","","","","","","","","","","","","","",""]
["2017-01-25T14:00:00",2017,1,25,14,590,430,46.04,{"$nulls":47},"Hour 17","Measure 1","","","","","","","","","","","","","","","","","","","","","","","","","","","","","","","","","","","","","","","","","","","","","","","","","","","","","","","","","","","","","","",""]
["2017-01-25T15:00:00",2017,1,25,15,591,158,46.94,{"$nulls":48},"","","","","","","","","","","","","","","","","","","","","","","","","","","","","","","","","","","","","","","","","","","","","","","","","","","","","","","","","","","","","","","",""]
["2017-01-25T16:00:00",2017,1,25,16,592,46,46.94,{"$nulls":48},"","","","","","","","","","","","","","","","","","","","","","","","","","","","","","","","","","","","","","","","","","","","","","","","","","","","","","","","","","","","","","","",""]
["2017-01-25T17:00:00",2017,1,25,17,593,95,44.96,{"$nulls":48},"","","","","","","","","","","","","","","","","","","","","","","","","","","","","","","","","","","","","","","","","","","","","","","","","","","","","","","","","","","","","","","",""]
["2017-01-25T18:00:00",2017,1,25,18,594,11,42.08,{"$nulls":48},"","","","","","","","","","","","","","","","","","","","","","","","","","","","","","","","","","","","","","","","","","","","","","","","","","","","","","","","","","","","","","","",""]
["2017-01-25T19:00:00",2017,1,25,19,595,0,37.94,{"$nulls":48},"","","","","","","","","","","","","","","","","","","","","","","","","","","","","","","","","","","","","","","","","","","","","","","","","","","","","","","","","","","","","","","",""]
["2017-01-25T20:00:00",2017,1,25,20,596,0,{"v":41,"d":"41.00"},{"$nulls":48},"","","","","","","","","","","","","","","","","","","","","","","","","","","","","","","","","","","","","","","","","","","","","","","","","","","","","","","","","","","","","","","",""]
["2017-01-25T21:00:00",2017,1,25,21,597,0,37.04,{"$nulls":48},"","","","","","","","","","","","","","","","","","","","","","","","","","","","","","","","","","","","","","","","","","","","","","","","","","","","","","","","","","","","","","","",""]
["2017-01-25T22:00:00",2017,1,25,22,598,0,35.96,{"$nulls":48},"","","","","","","","","","","","","","","","","","","","","","","","","","","","","","","","","","","","","","","","","","","","","","","","","","","","","","","","","","","","","","","",""]
["2017-01-25T23:00:00",2017,1,25,23,599,0,35.06,{"$nulls":48},"","","","","","","","","","","","","","","","","","","","","","","","","","","","","","","","","","","","","","","","","","","","","","","","","","","","","","","","","","","","","","","",""]
["2017-01-25",2017,1,25,24,600,0,33.98,{"$nulls":48},"","","","","","","","","","","","","","","","","","","","","","","","","","","","","","","","","","","","","","","","","","","","","","","","","","","","","","","","","","","","","","","",""]
["2017-01-26T01:00:00",2017,1,26,1,601,0,33.08,{"$nulls":48},"","","","","","","","","","","","","","","","","","","","","","","","","","","","","","","","","","","","","","","","","","","","","","","","","","","","","","","","","","","","","","","",""]
["2017-01-26T02:00:00",2017,1,26,2,602,0,33.98,{"$nulls":48},"","","","","","","","","","","","","","","","","","","","","","","","","","","","","","","","","","","","","","","","","","","","","","","","","","","","","","","","","","","","","","","",""]
["2017-01-26T03:00:00",2017,1,26,3,603,0,33.08,{"$nulls":48},"","","","","","","","","","","","","","","","","","","","","","","","","","","","","","","","","","","","","","","","","","","","","","","","","","","","","","","","","","","","","","","",""]
["2017-01-26T04:00:00",2017,1,26,4,604,0,{"v":41,"d":"41.00"},{"$nulls":48},"","","","","","","","","","","","","","","","","","","","","","","","","","","","","","","","","","","","","","","","","","","","","","","","","","","","","","","","","","","","","","","",""]
["2017-01-26T05:00:00",2017,1,26,5,605,0,42.08,{"$nulls":48},"","","","","","","","","","","","","","","","","","","","","","","","","","","","","","","","","","","","","","","","","","","","","","","","","","","","","","","","","","","","","","","",""]
["2017-01-26T06:00:00",2017,1,26,6,606,0,{"v":41,"d":"41.00"},{"$nulls":48},"","","","","","","","","","","","","","","","","","","","","","","","","","","","","","","","","","","","","","","","","","","","","","","","","","","","","","","","","","","","","","","",""]
["2017-01-26T07:00:00",2017,1,26,7,607,0,37.94,{"$nulls":48},"","","","","","","","","","","","","","","","","","","","","","","","","","","","","","","","","","","","","","","","","","","","","","","","","","","","","","","","","","","","","","","",""]
["2017-01-26T08:00:00",2017,1,26,8,608,72,44.96,{"$nulls":48},"","","","","","","","","","","","","","","","","","","","","","","","","","","","","","","","","","","","","","","","","","","","","","","","","","","","","","","","","","","","","","","",""]
["2017-01-26T09:00:00",2017,1,26,9,609,322,{"v":48.019999999999996,"d":"48.02"},{"$nulls":48},"","","","","","","","","","","","","","","","","","","","","","","","","","","","","","","","","","","","","","","","","","","","","","","","","","","","","","","","","","","","","","","",""]
["2017-01-26T10:00:00",2017,1,26,10,610,489,{"v":50,"d":"50.00"},{"$nulls":48},"","","","","","","","","","","","","","","","","","","","","","","","","","","","","","","","","","","","","","","","","","","","","","","","","","","","","","","","","","","","","","","",""]
["2017-01-26T11:00:00",2017,1,26,11,611,589,51.08,{"$nulls":48},"","","","","","","","","","","","","","","","","","","","","","","","","","","","","","","","","","","","","","","","","","","","","","","","","","","","","","","","","","","","","","","",""]
["2017-01-26T12:00:00",2017,1,26,12,612,647,{"v":51.980000000000004,"d":"51.98"},{"$nulls":48},"","","","","","","","","","","","","","","","","","","","","","","","","","","","","","","","","","","","","","","","","","","","","","","","","","","","","","","","","","","","","","","",""]
["2017-01-26T13:00:00",2017,1,26,13,613,622,53.06,{"$nulls":48},"","","","","","","","","","","","","","","","","","","","","","","","","","","","","","","","","","","","","","","","","","","","","","","","","","","","","","","","","","","","","","","",""]
["2017-01-26T14:00:00",2017,1,26,14,614,651,{"v":55.040000000000006,"d":"55.04"},{"$nulls":48},"","","","","","","","","","","","","","","","","","","","","","","","","","","","","","","","","","","","","","","","","","","","","","","","","","","","","","","","","","","","","","","",""]
["2017-01-26T15:00:00",2017,1,26,15,615,661,{"v":51.980000000000004,"d":"51.98"},{"$nulls":48},"","","","","","","","","","","","","","","","","","","","","","","","","","","","","","","","","","","","","","","","","","","","","","","","","","","","","","","","","","","","","","","",""]
["2017-01-26T16:00:00",2017,1,26,16,616,416,{"v":50,"d":"50.00"},{"$nulls":48},"","","","","","","","","","","","","","","","","","","","","","","","","","","","","","","","","","","","","","","","","","","","","","","","","","","","","","","","","","","","","","","",""]
["2017-01-26T17:00:00",2017,1,26,17,617,281,{"v":50,"d":"50.00"},{"$nulls":48},"","","","","","","","","","","","","","","","","","","","","","","","","","","","","","","","","","","","","","","","","","","","","","","","","","","","","","","","","","","","","","","",""]
["2017-01-26T18:00:00",2017,1,26,18,618,24,46.04,{"$nulls":48},"","","","","","","","","","","","","","","","","","","","","","","","","","","","","","","","","","","","","","","","","","","","","","","","","","","","","","","","","","","","","","","",""]
["2017-01-26T19:00:00",2017,1,26,19,619,0,{"v":50,"d":"50.00"},{"$nulls":48},"","","","","","","","","","","","","","","","","","","","","","","","","","","","","","","","","","","","","","","","","","","","","","","","","","","","","","","","","","","","","","","",""]
["2017-01-26T20:00:00",2017,1,26,20,620,0,{"v":48.019999999999996,"d":"48.02"}]
["2017-01-26T21:00:00",2017,1,26,21,621,0,{"v":50,"d":"50.00"}]
["2017-01-26T22:00:00",2017,1,26,22,622,0,51.08]
["2017-01-26T23:00:00",2017,1,26,23,623,0,{"v":50,"d":"50.00"}]
["2017-01-26",2017,1,26,24,624,0,46.94,{"$nulls":48},"Measure Names","2017-06-25","2017-06-26","2017-06-28","2017-06-29","2017-06-30","2017-07-03","2017-07-08","2017-07-10","2017-07-11","2017-07-12","2017-07-13","2017-07-14","2017-07-16","2017-07-21","2017-07-22","2017-07-25","2017-07-26","2017-07-28","2017-07-29","2017-08-03","2017-08-04","2017-08-09","2017-08-23","2017-08-24","2017-08-29","2017-08-30","2017-08-31","2017-09-06","2017-09-07","2017-09-09","","","","","","","","","","","","","","","","","","","","","","","","","","","","","","","",""]
["2017-01-27T01:00:00",2017,1,27,1,625,0,44.06,{"$nulls":47},"Hour 18","Measure 1","","","","","","","","","","","","","","","","","","","","","","","","","","","","","","","","","","","","","","","","","","","","","","","","","","","","","","","","","","","","","","",""]
["2017-01-27T02:00:00",2017,1,27,2,626,0,46.04,{"$nulls":48},"","","","","","","","","","","","","","","","","","","","","","","","","","","","","","","","","","","","","","","","","","","","","","","","","","","","","","","","","","","","","","","",""]
["2017-01-27T03:00:00",2017,1,27,3,627,0,{"v":41,"d":"41.00"},{"$nulls":48},"","","","","","","","","","","","","","","","","","","","","","","","","","","","","","","","","","","","","","","","","","","","","","","","","","","","","","","","","","","","","","","",""]
["2017-01-27T04:00:00",2017,1,27,4,628,0,46.94,{"$nulls":48},"","","","","","","","","","","","","","","","","","","","","","","","","","","","","","","","","","","","","","","","","","","","","","","","","","","","","","","","","","","","","","","",""]
["2017-01-27T05:00:00",2017,1,27,5,629,0,35.06,{"$nulls":48},"","","","","","","","","","","","","","","","","","","","","","","","","","","","","","","","","","","","","","","","","","","","","","","","","","","","","","","","","","","","","","","",""]
["2017-01-27T06:00:00",2017,1,27,6,630,0,37.04,{"$nulls":48},"","","","","","","","","","","","","","","","","","","","","","","","","","","","","","","","","","","","","","","","","","","","","","","","","","","","","","","","","","","","","","","",""]
["2017-01-27T07:00:00",2017,1,27,7,631,0,35.06,{"$nulls":48},"","","","","","","","","","","","","","","","","","","","","","","","","","","","","","","","","","","","","","","","","","","","","","","","","","","","","","","","","","","","","","","",""]
["2017-01-27T08:00:00",2017,1,27,8,632,170,37.94,{"$nulls":48},"","","","","","","","","","","","","","","","","","","","","","","","","","","","","","","","","","","","","","","","","","","","","","","","","","","","","","","","","","","","","","","",""]
["2017-01-27T09:00:00",2017,1,27,9,633,702,{"v":48.019999999999996,"d":"48.02"},{"$nulls":48},"","","","","","","","","","","","","","","","","","","","","","","","","","","","","","","","","","","","","","","","","","","","","","","","","","","","","","","","","","","","","","","",""]
["2017-01-27T10:00:00",2017,1,27,10,634,860,{"v":55.040000000000006,"d":"55.04"},{"$nulls":48},"","","","","","","","","","","","","","","","","","","","","","","","","","","","","","","","","","","","","","","","","","","","","","","","","","","","","","","","","","","","","","","",""]
["2017-01-27T11:00:00",2017,1,27,11,635,927,57.92,{"$nulls":48},"","","","","","","","","","","","","","","","","","","","","","","","","","","","","","","","","","","","","","","","","","","","","","","","","","","","","","","","","","","","","","","",""]
["2017-01-27T12:00:00",2017,1,27,12,636,823,{"v":59,"d":"59.00"},{"$nulls":48},"","","","","","","","","","","","","","","","","","","","","","","","","","","","","","","","","","","","","","","","","","","","","","","","","","","","","","","","","","","","","","","",""]
["2017-01-27T13:00:00",2017,1,27,13,637,543,{"v":60.980000000000004,"d":"60.98"},{"$nulls":48},"","","","","","","","","","","","","","","","","","","","","","","","","","","","","","","","","","","","","","","","","","","","","","","","","","","","","","","","","","","","","","","",""]
["2017-01-27T14:00:00",2017,1,27,14,638,217,57.92,{"$nulls":48},"","","","","","","","","","","","","","","","","","","","","","","","","","","","","","","","","","","","","","","","","","","","","","","","","","","","","","","","","","","","","","","",""]
["2017-01-27T15:00:00",2017,1,27,15,639,478,55.94,{"$nulls":48},"","","","","","","","","","","","","","","","","","","","","","","","","","","","","","","","","","","","","","","","","","","","","","","","","","","","","","","","","","","","","","","",""]
["2017-01-27T16:00:00",2017,1,27,16,640,46,55.94,{"$nulls":48},"","","","","","","","","","","","","","","","","","","","","","","","","","","","","","","","","","","","","","","","","","","","","","","","","","","","","","","","","","","","","","","",""]
["2017-01-27T17:00:00",2017,1,27,17,641,220,{"v":50,"d":"50.00"},{"$nulls":48},"","","","","","","","","","","","","","","","","","","","","","","","","","","","","","","","","","","","","","","","","","","","","","","","","","","","","","","","","","","","","","","",""]
["2017-01-27T18:00:00",2017,1,27,18,642,13,44.96,{"$nulls":48},"","","","","","","","","","","","","","","","","","","","","","","","","","","","","","","","","","","","","","","","","","","","","","","","","","","","","","","","","","","","","","","",""]
["2017-01-27T19:00:00",2017,1,27,19,643,0,44.96,{"$nulls":48},"","","","","","","","","","","","","","","","","","","","","","","","","","","","","","","","","","","","","","","","","","","","","","","","","","","","","","","","","","","","","","","",""]
["2017-01-27T20:00:00",2017,1,27,20,644,0,{"v":42.980000000000004,"d":"42.98"},{"$nulls":48},"","","","","","","","","","","","","","","","","","","","","","","","","","","","","","","","","","","","","","","","","","","","","","","","","","","","","","","","","","","","","","","",""]
["2017-01-27T21:00:00",2017,1,27,21,645,0,{"v":42.980000000000004,"d":"42.98"},{"$nulls":48},"","","","","","","","","","","","","","","","","","","","","","","","","","","","","","","","","","","","","","","","","","","","","","","","","","","","","","","","","","","","","","","",""]
["2017-01-27T22:00:00",2017,1,27,22,646,0,37.94,{"$nulls":48},"","","","","","","","","","","","","","","","","","","","","","","","","","","","","","","","","","","","","","","","","","","","","","","","","","","","","","","","","","","","","","","",""]
["2017-01-27T23:00:00",2017,1,27,23,647,0,35.06,{"$nulls":48},"","","","","","","","","","","","","","","","","","","","","","","","","","","","","","","","","","","","","","","","","","","","","","","","","","","","","","","","","","","","","","","",""]
["2017-01-27",2017,1,27,24,648,0,33.08,{"$nulls":48},"","","","","","","","","","","","","","","","","","","","","","","","","","","","","","","","","","","","","","","","","","","","","","","","","","","","","","","","","","","","","","","",""]
["2017-01-28T01:00:00",2017,1,28,1,649,0,33.98,{"$nulls":48},"","","","","","","","","","","","","","","","","","","","","","","","","","","","","","","","","","","","","","","","","","","","","","","","","","","","","","","","","","","","","","","",""]
["2017-01-28T02:00:00",2017,1,28,2,650,0,33.98,{"$nulls":48},"","","","","","","","","","","","","","","","","","","","","","","","","","","","","","","","","","","","","","","","","","","","","","","","","","","","","","","","","","","","","","","",""]
["2017-01-28T03:00:00",2017,1,28,3,651,0,{"v":41,"d":"41.00"},{"$nulls":48},"","","","","","","","","","","","","","","","","","","","","","","","","","","","","","","","","","","","","","","","","","","","","","","","","","","","","","","","","","","","","","","",""]
["2017-01-28T04:00:00",2017,1,28,4,652,0,{"v":41,"d":"41.00"},{"$nulls":48},"","","","","","","","","","","","","","","","","","","","","","","","","","","","","","","","","","","","","","","","","","","","","","","","","","","","","","","","","","","","","","","",""]
["2017-01-28T05:00:00",2017,1,28,5,653,0,39.92,{"$nulls":48},"","","","","","","","","","","","","","","","","","","","","","","","","","","","","","","","","","","","","","","","","","","","","","","","","","","","","","","","","","","","","","","",""]
["2017-01-28T06:00:00",2017,1,28,6,654,0,39.92,{"$nulls":48},"","","","","","","","","","","","","","","","","","","","","","","","","","","","","","","","","","","","","","","","","","","","","","","","","","","","","","","","","","","","","","","",""]
["2017-01-28T07:00:00",2017,1,28,7,655,0,33.98]
["2017-01-28T08:00:00",2017,1,28,8,656,21,37.94]
["2017-01-28T09:00:00",2017,1,28,9,657,1,42.08]
["2017-01-28T10:00:00",2017,1,28,10,658,4,46.94]
["2017-01-28T11:00:00",2017,1,28,11,659,8,46.04,{"$nulls":48},"Measure Names","2017-06-25","2017-06-26","2017-06-28","2017-06-29","2017-06-30","2017-07-03","2017-07-08","2017-07-10","2017-07-11","2017-07-12","2017-07-13","2017-07-14","2017-07-16","2017-07-21","2017-07-22","2017-07-25","2017-07-26","2017-07-28","2017-07-29","2017-08-03","2017-08-04","2017-08-09","2017-08-23","2017-08-24","2017-08-29","2017-08-30","2017-08-31","2017-09-06","2017-09-07","2017-09-09","","","","","","","","","","","","","","","","","","","","","","","","","","","","","","","",""]
["2017-01-28T12:00:00",2017,1,28,12,660,8,{"v":50,"d":"50.00"},{"$nulls":47},"Hour 19","Measure 1","","","","","","","","","","","","","","","","","","","","","","","","","","","","","","","","","","","","","","","","","","","","","","","","","","","","","","","","","","","","","","",""]
["2017-01-28T13:00:00",2017,1,28,13,661,202,{"v":57.019999999999996,"d":"57.02"},{"$nulls":48},"","","","","","","","","","","","","","","","","","","","","","","","","","","","","","","","","","","","","","","","","","","","","","","","","","","","","","","","","","","","","","","",""]
["2017-01-28T14:00:00",2017,1,28,14,662,512,60.08,{"$nulls":48},"","","","","","","","","","","","","","","","","","","","","","","","","","","","","","","","","","","","","","","","","","","","","","","","","","","","","","","","","","","","","","","",""]
["2017-01-28T15:00:00",2017,1,28,15,663,755,{"v":60.980000000000004,"d":"60.98"},{"$nulls":48},"","","","","","","","","","","","","","","","","","","","","","","","","","","","","","","","","","","","","","","","","","","","","","","","","","","","","","","","","","","","","","","",""]
["2017-01-28T16:00:00",2017,1,28,16,664,842,{"v":60.980000000000004,"d":"60.98"},{"$nulls":48},"","","","","","","","","","","","","","","","","","","","","","","","","","","","","","","","","","","","","","","","","","","","","","","","","","","","","","","","","","","","","","","",""]
["2017-01-28T17:00:00",2017,1,28,17,665,202,53.96,{"$nulls":48},"","","","","","","","","","","","","","","","","","","","","","","","","","","","","","","","","","","","","","","","","","","","","","","","","","","","","","","","","","","","","","","",""]
["2017-01-28T18:00:00",2017,1,28,18,666,12,48.92,{"$nulls":48},"","","","","","","","","","","","","","","","","","","","","","","","","","","","","","","","","","","","","","","","","","","","","","","","","","","","","","","","","","","","","","","",""]
["2017-01-28T19:00:00",2017,1,28,19,667,0,42.08,{"$nulls":48},"","","","","","","","","","","","","","","","","","","","","","","","","","","","","","","","","","","","","","","","","","","","","","","","","","","","","","","","","","","","","","","",""]
["2017-01-28T20:00:00",2017,1,28,20,668,0,42.08,{"$nulls":48},"","","","","","","","","","","","","","","","","","","","","","","","","","","","","","","","","","","","","","","","","","","","","","","","","","","","","","","","","","","","","","","",""]
["2017-01-28T21:00:00",2017,1,28,21,669,0,{"v":41,"d":"41.00"},{"$nulls":48},"","","","","","","","","","","","","","","","","","","","","","","","","","","","","","","","","","","","","","","","","","","","","","","","","","","","","","","","","","","","","","","",""]
["2017-01-28T22:00:00",2017,1,28,22,670,0,{"v":41,"d":"41.00"},{"$nulls":48},"","","","","","","","","","","","","","","","","","","","","","","","","","","","","","","","","","","","","","","","","","","","","","","","","","","","","","","","","","","","","","","",""]
["2017-01-28T23:00:00",2017,1,28,23,671,0,37.94,{"$nulls":48},"","","","","","","","","","","","","","","","","","","","","","","","","","","","","","","","","","","","","","","","","","","","","","","","","","","","","","","","","","","","","","","",""]
["2017-01-28",2017,1,28,24,672,0,37.94,{"$nulls":48},"","","","","","","","","","","","","","","","","","","","","","","","","","","","","","","","","","","","","","","","","","","","","","","","","","","","","","","","","","","","","","","",""]
["2017-01-29T01:00:00",2017,1,29,1,673,0,37.04,{"$nulls":48},"","","","","","","","","","","","","","","","","","","","","","","","","","","","","","","","","","","","","","","","","","","","","","","","","","","","","","","","","","","","","","","",""]
["2017-01-29T02:00:00",2017,1,29,2,674,0,35.96,{"$nulls":48},"","","","","","","","","","","","","","","","","","","","","","","","","","","","","","","","","","","","","","","","","","","","","","","","","","","","","","","","","","","","","","","",""]
["2017-01-29T03:00:00",2017,1,29,3,675,0,35.96,{"$nulls":48},"","","","","","","","","","","","","","","","","","","","","","","","","","","","","","","","","","","","","","","","","","","","","","","","","","","","","","","","","","","","","","","",""]
["2017-01-29T04:00:00",2017,1,29,4,676,0,35.06,{"$nulls":48},"","","","","","","","","","","","","","","","","","","","","","","","","","","","","","","","","","","","","","","","","","","","","","","","","","","","","","","","","","","","","","","",""]
["2017-01-29T05:00:00",2017,1,29,5,677,0,{"v":32,"d":"32.00"},{"$nulls":48},"","","","","","","","","","","","","","","","","","","","","","","","","","","","","","","","","","","","","","","","","","","","","","","","","","","","","","","","","","","","","","","",""]
["2017-01-29T06:00:00",2017,1,29,6,678,0,33.08,{"$nulls":48},"","","","","","","","","","","","","","","","","","","","","","","","","","","","","","","","","","","","","","","","","","","","","","","","","","","","","","","","","","","","","","","",""]
["2017-01-29T07:00:00",2017,1,29,7,679,0,33.08,{"$nulls":48},"","","","","","","","","","","","","","","","","","","","","","","","","","","","","","","","","","","","","","","","","","","","","","","","","","","","","","","","","","","","","","","",""]
["2017-01-29T08:00:00",2017,1,29,8,680,320,33.08,{"$nulls":48},"","","","","","","","","","","","","","","","","","","","","","","","","","","","","","","","","","","","","","","","","","","","","","","","","","","","","","","","","","","","","","","",""]
["2017-01-29T09:00:00",2017,1,29,9,681,776,{"v":41,"d":"41.00"},{"$nulls":48},"","","","","","","","","","","","","","","","","","","","","","","","","","","","","","","","","","","","","","","","","","","","","","","","","","","","","","","","","","","","","","","",""]
["2017-01-29T10:00:00",2017,1,29,10,682,867,44.06,{"$nulls":48},"","","","","","","","","","","","","","","","","","","","","","","","","","","","","","","","","","","","","","","","","","","","","","","","","","","","","","","","","","","","","","","",""]
["2017-01-29T11:00:00",2017,1,29,11,683,980,46.94,{"$nulls":48},"","","","","","","","","","","","","","","","","","","","","","","","","","","","","","","","","","","","","","","","","","","","","","","","","","","","","","","","","","","","","","","",""]
["2017-01-29T12:00:00",2017,1,29,12,684,650,{"v":48.019999999999996,"d":"48.02"},{"$nulls":48},"","","","","","","","","","","","","","","","","","","","","","","","","","","","","","","","","","","","","","","","","","","","","","","","","","","","","","","","","","","","","","","",""]
["2017-01-29T13:00:00",2017,1,29,13,685,686,48.92,{"$nulls":48},"","","","","","","","","","","","","","","","","","","","","","","","","","","","","","","","","","","","","","","","","","","","","","","","","","","","","","","","","","","","","","","",""]
["2017-01-29T14:00:00",2017,1,29,14,686,691,48.92,{"$nulls":48},"","","","","","","","","","","","","","","","","","","","","","","","","","","","","","","","","","","","","","","","","","","","","","","","","","","","","","","","","","","","","","","",""]
["2017-01-29T15:00:00",2017,1,29,15,687,324,46.04,{"$nulls":48},"","","","","","","","","","","","","","","","","","","","","","","","","","","","","","","","","","","","","","","","","","","","","","","","","","","","","","","","","","","","","","","",""]
["2017-01-29T16:00:00",2017,1,29,16,688,527,{"v":42.980000000000004,"d":"42.98"},{"$nulls":48},"","","","","","","","","","","","","","","","","","","","","","","","","","","","","","","","","","","","","","","","","","","","","","","","","","","","","","","","","","","","","","","",""]
["2017-01-29T17:00:00",2017,1,29,17,689,75,{"v":41,"d":"41.00"},{"$nulls":48},"","","","","","","","","","","","","","","","","","","","","","","","","","","","","","","","","","","","","","","","","","","","","","","","","","","","","","","","","","","","","","","",""]
["2017-01-29T18:00:00",2017,1,29,18,690,30,37.04]
["2017-01-29T19:00:00",2017,1,29,19,691,0,37.04]
["2017-01-29T20:00:00",2017,1,29,20,692,0,37.04]
["2017-01-29T21:00:00",2017,1,29,21,693,0,35.06]
["2017-01-29T22:00:00",2017,1,29,22,694,0,33.98,{"$nulls":48},"Measure Names","2017-06-25","2017-06-26","2017-06-28","2017-06-29","2017-06-30","2017-07-03","2017-07-08","2017-07-10","2017-07-11","2017-07-12","2017-07-13","2017-07-14","2017-07-16","2017-07-21","2017-07-22","2017-07-25","2017-07-26","2017-07-28","2017-07-29","2017-08-03","2017-08-04","2017-08-09","2017-08-23","2017-08-24","2017-08-29","2017-08-30","2017-08-31","2017-09-06","2017-09-07","2017-09-09","","","","","","","","","","","","","","","","","","","","","","","","","","","","","","","",""]
["2017-01-29T23:00:00",2017,1,29,23,695,0,35.06,{"$nulls":47},"Hour 20","Measure 1","","","","","","","","","","","","","","","","","","","","","","","","","","","","","","","","","","","","","","","","","","","","","","","","","","","","","","","","","","","","","","",""]
["2017-01-29",2017,1,29,24,696,0,33.98,{"$nulls":48},"","","","","","","","","","","","","","","","","","","","","","","","","","","","","","","","","","","","","","","","","","","","","","","","","","","","","","","","","","","","","","","",""]
["2017-01-30T01:00:00",2017,1,30,1,697,0,30.92,{"$nulls":48},"","","","","","","","","","","","","","","","","","","","","","","","","","","","","","","","","","","","","","","","","","","","","","","","","","","","","","","","","","","","","","","",""]
["2017-01-30T02:00:00",2017,1,30,2,698,0,30.02,{"$nulls":48},"","","","","","","","","","","","","","","","","","","","","","","","","","","","","","","","","","","","","","","","","","","","","","","","","","","","","","","","","","","","","","","",""]
["2017-01-30T03:00:00",2017,1,30,3,699,0,26.96,{"$nulls":48},"","","","","","","","","","","","","","","","","","","","","","","","","","","","","","","","","","","","","","","","","","","","","","","","","","","","","","","","","","","","","","","",""]
["2017-01-30T04:00:00",2017,1,30,4,700,0,{"v":26.060000000000002,"d":"26.06"},{"$nulls":48},"","","","","","","","","","","","","","","","","","","","","","","","","","","","","","","","","","","","","","","","","","","","","","","","","","","","","","","","","","","","","","","",""]
["2017-01-30T05:00:00",2017,1,30,5,701,0,{"v":26.060000000000002,"d":"26.06"},{"$nulls":48},"","","","","","","","","","","","","","","","","","","","","","","","","","","","","","","","","","","","","","","","","","","","","","","","","","","","","","","","","","","","","","","",""]
["2017-01-30T06:00:00",2017,1,30,6,702,0,{"v":26.060000000000002,"d":"26.06"},{"$nulls":48},"","","","","","","","","","","","","","","","","","","","","","","","","","","","","","","","","","","","","","","","","","","","","","","","","","","","","","","","","","","","","","","",""]
["2017-01-30T07:00:00",2017,1,30,7,703,0,28.94,{"$nulls":48},"","","","","","","","","","","","","","","","","","","","","","","","","","","","","","","","","","","","","","","","","","","","","","","","","","","","","","","","","","","","","","","",""]
["2017-01-30T08:00:00",2017,1,30,8,704,135,30.02,{"$nulls":48},"","","","","","","","","","","","","","","","","","","","","","","","","","","","","","","","","","","","","","","","","","","","","","","","","","","","","","","","","","","","","","","",""]
["2017-01-30T09:00:00",2017,1,30,9,705,418,33.98,{"$nulls":48},"","","","","","","","","","","","","","","","","","","","","","","","","","","","","","","","","","","","","","","","","","","","","","","","","","","","","","","","","","","","","","","",""]
["2017-01-30T10:00:00",2017,1,30,10,706,221,39.92,{"$nulls":48},"","","","","","","","","","","","","","","","","","","","","","","","","","","","","","","","","","","","","","","","","","","","","","","","","","","","","","","","","","","","","","","",""]
["2017-01-30T11:00:00",2017,1,30,11,707,330,44.96,{"$nulls":48},"","","","","","","","","","","","","","","","","","","","","","","","","","","","","","","","","","","","","","","","","","","","","","","","","","","","","","","","","","","","","","","",""]
["2017-01-30T12:00:00",2017,1,30,12,708,732,{"v":50,"d":"50.00"},{"$nulls":48},"","","","","","","","","","","","","","","","","","","","","","","","","","","","","","","","","","","","","","","","","","","","","","","","","","","","","","","","","","","","","","","",""]
["2017-01-30T13:00:00",2017,1,30,13,709,633,53.06,{"$nulls":48},"","","","","","","","","","","","","","","","","","","","","","","","","","","","","","","","","","","","","","","","","","","","","","","","","","","","","","","","","","","","","","","",""]
["2017-01-30T14:00:00",2017,1,30,14,710,379,53.06,{"$nulls":48},"","","","","","","","","","","","","","","","","","","","","","","","","","","","","","","","","","","","","","","","","","","","","","","","","","","","","","","","","","","","","","","",""]
["2017-01-30T15:00:00",2017,1,30,15,711,467,{"v":48.019999999999996,"d":"48.02"},{"$nulls":48},"","","","","","","","","","","","","","","","","","","","","","","","","","","","","","","","","","","","","","","","","","","","","","","","","","","","","","","","","","","","","","","",""]
["2017-01-30T16:00:00",2017,1,30,16,712,7,{"v":48.019999999999996,"d":"48.02"},{"$nulls":48},"","","","","","","","","","","","","","","","","","","","","","","","","","","","","","","","","","","","","","","","","","","","","","","","","","","","","","","","","","","","","","","",""]
["2017-01-30T17:00:00",2017,1,30,17,713,18,44.06,{"$nulls":48},"","","","","","","","","","","","","","","","","","","","","","","","","","","","","","","","","","","","","","","","","","","","","","","","","","","","","","","","","","","","","","","",""]
["2017-01-30T18:00:00",2017,1,30,18,714,1,37.94,{"$nulls":48},"","","","","","","","","","","","","","","","","","","","","","","","","","","","","","","","","","","","","","","","","","","","","","","","","","","","","","","","","","","","","","","",""]
["2017-01-30T19:00:00",2017,1,30,19,715,0,{"v":39.019999999999996,"d":"39.02"},{"$nulls":48},"","","","","","","","","","","","","","","","","","","","","","","","","","","","","","","","","","","","","","","","","","","","","","","","","","","","","","","","","","","","","","","",""]
["2017-01-30T20:00:00",2017,1,30,20,716,0,37.94,{"$nulls":48},"","","","","","","","","","","","","","","","","","","","","","","","","","","","","","","","","","","","","","","","","","","","","","","","","","","","","","","","","","","","","","","",""]
["2017-01-30T21:00:00",2017,1,30,21,717,0,33.98,{"$nulls":48},"","","","","","","","","","","","","","","","","","","","","","","","","","","","","","","","","","","","","","","","","","","","","","","","","","","","","","","","","","","","","","","",""]
["2017-01-30T22:00:00",2017,1,30,22,718,0,35.06,{"$nulls":48},"","","","","","","","","","","","","","","","","","","","","","","","","","","","","","","","","","","","","","","","","","","","","","","","","","","","","","","","","","","","","","","",""]
["2017-01-30T23:00:00",2017,1,30,23,719,0,33.08,{"$nulls":48},"","","","","","","","","","","","","","","","","","","","","","","","","","","","","","","","","","","","","","","","","","","","","","","","","","","","","","","","","","","","","","","",""]
["2017-01-30",2017,1,30,24,720,0,33.98,{"$nulls":48},"","","","","","","","","","","","","","","","","","","","","","","","","","","","","","","","","","","","","","","","","","","","","","","","","","","","","","","","","","","","","","","",""]
["2017-01-31T01:00:00",2017,1,31,1,721,0,{"v":32,"d":"32.00"},{"$nulls":48},"","","","","","","","","","","","","","","","","","","","","","","","","","","","","","","","","","","","","","","","","","","","","","","","","","","","","","","","","","","","","","","",""]
["2017-01-31T02:00:00",2017,1,31,2,722,0,30.02,{"$nulls":48},"","","","","","","","","","","","","","","","","","","","","","","","","","","","","","","","","","","","","","","","","","","","","","","","","","","","","","","","","","","","","","","",""]
["2017-01-31T03:00:00",2017,1,31,3,723,0,30.92,{"$nulls":48},"","","","","","","","","","","","","","","","","","","","","","","","","","","","","","","","","","","","","","","","","","","","","","","","","","","","","","","","","","","","","","","",""]
["2017-01-31T04:00:00",2017,1,31,4,724,0,33.08,{"$nulls":48},"","","","","","","","","","","","","","","","","","","","","","","","","","","","","","","","","","","","","","","","","","","","","","","","","","","","","","","","","","","","","","","",""]
["2017-01-31T05:00:00",2017,1,31,5,725,0,33.98]
["2017-01-31T06:00:00",2017,1,31,6,726,0,33.08]
["2017-01-31T07:00:00",2017,1,31,7,727,0,33.98]
["2017-01-31T08:00:00",2017,1,31,8,728,13,37.94]
["2017-01-31T09:00:00",2017,1,31,9,729,119,42.08,{"$nulls":48},"Measure Names","2017-06-25","2017-06-26","2017-06-28","2017-06-29","2017-06-30","2017-07-03","2017-07-08","2017-07-10","2017-07-11","2017-07-12","2017-07-13","2017-07-14","2017-07-16","2017-07-21","2017-07-22","2017-07-25","2017-07-26","2017-07-28","2017-07-29","2017-08-03","2017-08-04","2017-08-09","2017-08-23","2017-08-24","2017-08-29","2017-08-30","2017-08-31","2017-09-06","2017-09-07","2017-09-09","","","","","","","","","","","","","","","","","","","","","","","","","","","","","","","",""]
["2017-01-31T10:00:00",2017,1,31,10,730,3,{"v":42.980000000000004,"d":"42.98"},{"$nulls":47},"Hour 21","Measure 1","","","","","","","","","","","","","","","","","","","","","","","","","","","","","","","","","","","","","","","","","","","","","","","","","","","","","","","","","","","","","","",""]
["2017-01-31T11:00:00",2017,1,31,11,731,209,{"v":48.019999999999996,"d":"48.02"},{"$nulls":48},"","","","","","","","","","","","","","","","","","","","","","","","","","","","","","","","","","","","","","","","","","","","","","","","","","","","","","","","","","","","","","","",""]
["2017-01-31T12:00:00",2017,1,31,12,732,585,48.92,{"$nulls":48},"","","","","","","","","","","","","","","","","","","","","","","","","","","","","","","","","","","","","","","","","","","","","","","","","","","","","","","","","","","","","","","",""]
["2017-01-31T13:00:00",2017,1,31,13,733,616,{"v":50,"d":"50.00"},{"$nulls":48},"","","","","","","","","","","","","","","","","","","","","","","","","","","","","","","","","","","","","","","","","","","","","","","","","","","","","","","","","","","","","","","",""]
["2017-01-31T14:00:00",2017,1,31,14,734,473,51.08,{"$nulls":48},"","","","","","","","","","","","","","","","","","","","","","","","","","","","","","","","","","","","","","","","","","","","","","","","","","","","","","","","","","","","","","","",""]
["2017-01-31T15:00:00",2017,1,31,15,735,595,53.06,{"$nulls":48},"","","","","","","","","","","","","","","","","","","","","","","","","","","","","","","","","","","","","","","","","","","","","","","","","","","","","","","","","","","","","","","",""]
["2017-01-31T16:00:00",2017,1,31,16,736,104,48.92,{"$nulls":48},"","","","","","","","","","","","","","","","","","","","","","","","","","","","","","","","","","","","","","","","","","","","","","","","","","","","","","","","","","","","","","","",""]
["2017-01-31T17:00:00",2017,1,31,17,737,231,{"v":48.019999999999996,"d":"48.02"},{"$nulls":48},"","","","","","","","","","","","","","","","","","","","","","","","","","","","","","","","","","","","","","","","","","","","","","","","","","","","","","","","","","","","","","","",""]
["2017-01-31T18:00:00",2017,1,31,18,738,10,{"v":41,"d":"41.00"},{"$nulls":48},"","","","","","","","","","","","","","","","","","","","","","","","","","","","","","","","","","","","","","","","","","","","","","","","","","","","","","","","","","","","","","","",""]
["2017-01-31T19:00:00",2017,1,31,19,739,0,37.94,{"$nulls":48},"","","","","","","","","","","","","","","","","","","","","","","","","","","","","","","","","","","","","","","","","","","","","","","","","","","","","","","","","","","","","","","",""]
["2017-01-31T20:00:00",2017,1,31,20,740,0,37.94,{"$nulls":48},"","","","","","","","","","","","","","","","","","","","","","","","","","","","","","","","","","","","","","","","","","","","","","","","","","","","","","","","","","","","","","","",""]
["2017-01-31T21:00:00",2017,1,31,21,741,0,37.04,{"$nulls":48},"","","","","","","","","","","","","","","","","","","","","","","","","","","","","","","","","","","","","","","","","","","","","","","","","","","","","","","","","","","","","","","",""]
["2017-01-31T22:00:00",2017,1,31,22,742,0,{"v":35.6,"d":"35.60"},{"$nulls":48},"","","","","","","","","","","","","","","","","","","","","","","","","","","","","","","","","","","","","","","","","","","","","","","","","","","","","","","","","","","","","","","",""]
["2017-01-31T23:00:00",2017,1,31,23,743,0,34.16,{"$nulls":48},"","","","","","","","","","","","","","","","","","","","","","","","","","","","","","","","","","","","","","","","","","","","","","","","","","","","","","","","","","","","","","","",""]
["2017-01-31",2017,1,31,24,744,0,32.72,{"$nulls":48},"","","","","","","","","","","","","","","","","","","","","","","","","","","","","","","","","","","","","","","","","","","","","","","","","","","","","","","","","","","","","","","",""]
["2017-02-01T01:00:00",2017,2,1,1,745,0,31.46,{"$nulls":48},"","","","","","","","","","","","","","","","","","","","","","","","","","","","","","","","","","","","","","","","","","","","","","","","","","","","","","","","","","","","","","","",""]
["2017-02-01T02:00:00",2017,2,1,2,746,0,30.02,{"$nulls":48},"","","","","","","","","","","","","","","","","","","","","","","","","","","","","","","","","","","","","","","","","","","","","","","","","","","","","","","","","","","","","","","",""]
["2017-02-01T03:00:00",2017,2,1,3,747,0,28.58,{"$nulls":48},"","","","","","","","","","","","","","","","","","","","","","","","","","","","","","","","","","","","","","","","","","","","","","","","","","","","","","","","","","","","","","","",""]
["2017-02-01T04:00:00",2017,2,1,4,748,0,26.96,{"$nulls":48},"","","","","","","","","","","","","","","","","","","","","","","","","","","","","","","","","","","","","","","","","","","","","","","","","","","","","","","","","","","","","","","",""]
["2017-02-01T05:00:00",2017,2,1,5,749,0,24.98,{"$nulls":48},"","","","","","","","","","","","","","","","","","","","","","","","","","","","","","","","","","","","","","","","","","","","","","","","","","","","","","","","","","","","","","","",""]
["2017-02-01T06:00:00",2017,2,1,6,750,0,{"v":23,"d":"23.00"},{"$nulls":48},"","","","","","","","","","","","","","","","","","","","","","","","","","","","","","","","","","","","","","","","","","","","","","","","","","","","","","","","","","","","","","","",""]
["2017-02-01T07:00:00",2017,2,1,7,751,0,21.92,{"$nulls":48},"","","","","","","","","","","","","","","","","","","","","","","","","","","","","","","","","","","","","","","","","","","","","","","","","","","","","","","","","","","","","","","",""]
["2017-02-01T08:00:00",2017,2,1,8,752,347,24.98,{"$nulls":48},"","","","","","","","","","","","","","","","","","","","","","","","","","","","","","","","","","","","","","","","","","","","","","","","","","","","","","","","","","","","","","","",""]
["2017-02-01T09:00:00",2017,2,1,9,753,777,26.96,{"$nulls":48},"","","","","","","","","","","","","","","","","","","","","","","","","","","","","","","","","","","","","","","","","","","","","","","","","","","","","","","","","","","","","","","",""]
["2017-02-01T10:00:00",2017,2,1,10,754,918,30.92,{"$nulls":48},"","","","","","","","","","","","","","","","","","","","","","","","","","","","","","","","","","","","","","","","","","","","","","","","","","","","","","","","","","","","","","","",""]
["2017-02-01T11:00:00",2017,2,1,11,755,962,35.06,{"$nulls":48},"","","","","","","","","","","","","","","","","","","","","","","","","","","","","","","","","","","","","","","","","","","","","","","","","","","","","","","","","","","","","","","",""]
["2017-02-01T12:00:00",2017,2,1,12,756,996,37.94,{"$nulls":48},"","","","","","","","","","","","","","","","","","","","","","","","","","","","","","","","","","","","","","","","","","","","","","","","","","","","","","","","","","","","","","","",""]
["2017-02-01T13:00:00",2017,2,1,13,757,791,{"v":41,"d":"41.00"},{"$nulls":48},"","","","","","","","","","","","","","","","","","","","","","","","","","","","","","","","","","","","","","","","","","","","","","","","","","","","","","","","","","","","","","","",""]
["2017-02-01T14:00:00",2017,2,1,14,758,742,{"v":42.980000000000004,"d":"42.98"},{"$nulls":48},"","","","","","","","","","","","","","","","","","","","","","","","","","","","","","","","","","","","","","","","","","","","","","","","","","","","","","","","","","","","","","","",""]
["2017-02-01T15:00:00",2017,2,1,15,759,680,42.08,{"$nulls":48},"","","","","","","","","","","","","","","","","","","","","","","","","","","","","","","","","","","","","","","","","","","","","","","","","","","","","","","","","","","","","","","",""]
["2017-02-01T16:00:00",2017,2,1,16,760,221,37.04]
["2017-02-01T17:00:00",2017,2,1,17,761,49,33.98]
["2017-02-01T18:00:00",2017,2,1,18,762,3,28.94]
["2017-02-01T19:00:00",2017,2,1,19,763,0,{"v":26.060000000000002,"d":"26.06"}]
["2017-02-01T20:00:00",2017,2,1,20,764,0,24.08,{"$nulls":48},"Measure Names","2017-06-25","2017-06-26","2017-06-28","2017-06-29","2017-06-30","2017-07-03","2017-07-08","2017-07-10","2017-07-11","2017-07-12","2017-07-13","2017-07-14","2017-07-16","2017-07-21","2017-07-22","2017-07-25","2017-07-26","2017-07-28","2017-07-29","2017-08-03","2017-08-04","2017-08-09","2017-08-23","2017-08-24","2017-08-29","2017-08-30","2017-08-31","2017-09-06","2017-09-07","2017-09-09","","","","","","","","","","","","","","","","","","","","","","","","","","","","","","","",""]
["2017-02-01T21:00:00",2017,2,1,21,765,0,24.08,{"$nulls":47},"Hour 22","Measure 1","","","","","","","","","","","","","","","","","","","","","","","","","","","","","","","","","","","","","","","","","","","","","","","","","","","","","","","","","","","","","","",""]
["2017-02-01T22:00:00",2017,2,1,22,766,0,{"v":23,"d":"23.00"},{"$nulls":48},"","","","","","","","","","","","","","","","","","","","","","","","","","","","","","","","","","","","","","","","","","","","","","","","","","","","","","","","","","","","","","","",""]
["2017-02-01T23:00:00",2017,2,1,23,767,0,21.92,{"$nulls":48},"","","","","","","","","","","","","","","","","","","","","","","","","","","","","","","","","","","","","","","","","","","","","","","","","","","","","","","","","","","","","","","",""]
["2017-02-01",2017,2,1,24,768,0,21.92,{"$nulls":48},"","","","","","","","","","","","","","","","","","","","","","","","","","","","","","","","","","","","","","","","","","","","","","","","","","","","","","","","","","","","","","","",""]
["2017-02-02T01:00:00",2017,2,2,1,769,0,21.92,{"$nulls":48},"","","","","","","","","","","","","","","","","","","","","","","","","","","","","","","","","","","","","","","","","","","","","","","","","","","","","","","","","","","","","","","",""]
["2017-02-02T02:00:00",2017,2,2,2,770,0,21.92,{"$nulls":48},"","","","","","","","","","","","","","","","","","","","","","","","","","","","","","","","","","","","","","","","","","","","","","","","","","","","","","","","","","","","","","","",""]
["2017-02-02T03:00:00",2017,2,2,3,771,0,21.92,{"$nulls":48},"","","","","","","","","","","","","","","","","","","","","","","","","","","","","","","","","","","","","","","","","","","","","","","","","","","","","","","","","","","","","","","",""]
["2017-02-02T04:00:00",2017,2,2,4,772,0,24.08,{"$nulls":48},"","","","","","","","","","","","","","","","","","","","","","","","","","","","","","","","","","","","","","","","","","","","","","","","","","","","","","","","","","","","","","","",""]
["2017-02-02T05:00:00",2017,2,2,5,773,0,24.08,{"$nulls":48},"","","","","","","","","","","","","","","","","","","","","","","","","","","","","","","","","","","","","","","","","","","","","","","","","","","","","","","","","","","","","","","",""]
["2017-02-02T06:00:00",2017,2,2,6,774,0,{"v":23,"d":"23.00"},{"$nulls":48},"","","","","","","","","","","","","","","","","","","","","","","","","","","","","","","","","","","","","","","","","","","","","","","","","","","","","","","","","","","","","","","",""]
["2017-02-02T07:00:00",2017,2,2,7,775,0,{"v":23,"d":"23.00"},{"$nulls":48},"","","","","","","","","","","","","","","","","","","","","","","","","","","","","","","","","","","","","","","","","","","","","","","","","","","","","","","","","","","","","","","",""]
["2017-02-02T08:00:00",2017,2,2,8,776,8,24.08,{"$nulls":48},"","","","","","","","","","","","","","","","","","","","","","","","","","","","","","","","","","","","","","","","","","","","","","","","","","","","","","","","","","","","","","","",""]
["2017-02-02T09:00:00",2017,2,2,9,777,1,{"v":26.060000000000002,"d":"26.06"},{"$nulls":48},"","","","","","","","","","","","","","","","","","","","","","","","","","","","","","","","","","","","","","","","","","","","","","","","","","","","","","","","","","","","","","","",""]
["2017-02-02T10:00:00",2017,2,2,10,778,0,26.96,{"$nulls":48},"","","","","","","","","","","","","","","","","","","","","","","","","","","","","","","","","","","","","","","","","","","","","","","","","","","","","","","","","","","","","","","",""]
["2017-02-02T11:00:00",2017,2,2,11,779,1,26.96,{"$nulls":48},"","","","","","","","","","","","","","","","","","","","","","","","","","","","","","","","","","","","","","","","","","","","","","","","","","","","","","","","","","","","","","","",""]
["2017-02-02T12:00:00",2017,2,2,12,780,1,28.04,{"$nulls":48},"","","","","","","","","","","","","","","","","","","","","","","","","","","","","","","","","","","","","","","","","","","","","","","","","","","","","","","","","","","","","","","",""]
["2017-02-02T13:00:00",2017,2,2,13,781,1,28.94,{"$nulls":48},"","","","","","","","","","","","","","","","","","","","","","","","","","","","","","","","","","","","","","","","","","","","","","","","","","","","","","","","","","","","","","","",""]
["2017-02-02T14:00:00",2017,2,2,14,782,1,30.92,{"$nulls":48},"","","","","","","","","","","","","","","","","","","","","","","","","","","","","","","","","","","","","","","","","","","","","","","","","","","","","","","","","","","","","","","",""]
["2017-02-02T15:00:00",2017,2,2,15,783,1,30.92,{"$nulls":48},"","","","","","","","","","","","","","","","","","","","","","","","","","","","","","","","","","","","","","","","","","","","","","","","","","","","","","","","","","","","","","","",""]
["2017-02-02T16:00:00",2017,2,2,16,784,6,28.94,{"$nulls":48},"","","","","","","","","","","","","","","","","","","","","","","","","","","","","","","","","","","","","","","","","","","","","","","","","","","","","","","","","","","","","","","",""]
["2017-02-02T17:00:00",2017,2,2,17,785,4,28.94,{"$nulls":48},"","","","","","","","","","","","","","","","","","","","","","","","","","","","","","","","","","","","","","","","","","","","","","","","","","","","","","","","","","","","","","","",""]
["2017-02-02T18:00:00",2017,2,2,18,786,0,26.96,{"$nulls":48},"","","","","","","","","","","","","","","","","","","","","","","","","","","","","","","","","","","","","","","","","","","","","","","","","","","","","","","","","","","","","","","",""]
["2017-02-02T19:00:00",2017,2,2,19,787,0,24.08,{"$nulls":48},"","","","","","","","","","","","","","","","","","","","","","","","","","","","","","","","","","","","","","","","","","","","","","","","","","","","","","","","","","","","","","","",""]
["2017-02-02T20:00:00",2017,2,2,20,788,0,{"v":26.060000000000002,"d":"26.06"},{"$nulls":48},"","","","","","","","","","","","","","","","","","","","","","","","","","","","","","","","","","","","","","","","","","","","","","","","","","","","","","","","","","","","","","","",""]
["2017-02-02T21:00:00",2017,2,2,21,789,0,24.98,{"$nulls":48},"","","","","","","","","","","","","","","","","","","","","","","","","","","","","","","","","","","","","","","","","","","","","","","","","","","","","","","","","","","","","","","",""]
["2017-02-02T22:00:00",2017,2,2,22,790,0,21.92,{"$nulls":48},"","","","","","","","","","","","","","","","","","","","","","","","","","","","","","","","","","","","","","","","","","","","","","","","","","","","","","","","","","","","","","","",""]
["2017-02-02T23:00:00",2017,2,2,23,791,0,{"v":19.939999999999998,"d":"19.94"},{"$nulls":48},"","","","","","","","","","","","","","","","","","","","","","","","","","","","","","","","","","","","","","","","","","","","","","","","","","","","","","","","","","","","","","","",""]
["2017-02-02",2017,2,2,24,792,0,17.06,{"$nulls":48},"","","","","","","","","","","","","","","","","","","","","","","","","","","","","","","","","","","","","","","","","","","","","","","","","","","","","","","","","","","","","","","",""]
["2017-02-03T01:00:00",2017,2,3,1,793,0,17.96,{"$nulls":48},"","","","","","","","","","","","","","","","","","","","","","","","","","","","","","","","","","","","","","","","","","","","","","","","","","","","","","","","","","","","","","","",""]
["2017-02-03T02:00:00",2017,2,3,2,794,0,15.98,{"$nulls":48},"","","","","","","","","","","","","","","","","","","","","","","","","","","","","","","","","","","","","","","","","","","","","","","","","","","","","","","","","","","","","","","",""]
["2017-02-03T03:00:00",2017,2,3,3,795,0,{"v":15.079999999999998,"d":"15.08"}]
["2017-02-03T04:00:00",2017,2,3,4,796,0,17.06]
["2017-02-03T05:00:00",2017,2,3,5,797,0,17.06]
["2017-02-03T06:00:00",2017,2,3,6,798,0,{"v":15.079999999999998,"d":"15.08"}]
["2017-02-03T07:00:00",2017,2,3,7,799,0,15.98,{"$nulls":48},"Measure Names","2017-06-25","2017-06-26","2017-06-28","2017-06-29","2017-06-30","2017-07-03","2017-07-08","2017-07-10","2017-07-11","2017-07-12","2017-07-13","2017-07-14","2017-07-16","2017-07-21","2017-07-22","2017-07-25","2017-07-26","2017-07-28","2017-07-29","2017-08-03","2017-08-04","2017-08-09","2017-08-23","2017-08-24","2017-08-29","2017-08-30","2017-08-31","2017-09-06","2017-09-07","2017-09-09","","","","","","","","","","","","","","","","","","","","","","","","","","","","","","","",""]
["2017-02-03T08:00:00",2017,2,3,8,800,371,17.96,{"$nulls":47},"Hour 23","Measure 1","","","","","","","","","","","","","","","","","","","","","","","","","","","","","","","","","","","","","","","","","","","","","","","","","","","","","","","","","","","","","","",""]
["2017-02-03T09:00:00",2017,2,3,9,801,818,21.92,{"$nulls":48},"","","","","","","","","","","","","","","","","","","","","","","","","","","","","","","","","","","","","","","","","","","","","","","","","","","","","","","","","","","","","","","",""]
["2017-02-03T10:00:00",2017,2,3,10,802,951,28.04,{"$nulls":48},"","","","","","","","","","","","","","","","","","","","","","","","","","","","","","","","","","","","","","","","","","","","","","","","","","","","","","","","","","","","","","","",""]
["2017-02-03T11:00:00",2017,2,3,11,803,1010,33.08,{"$nulls":48},"","","","","","","","","","","","","","","","","","","","","","","","","","","","","","","","","","","","","","","","","","","","","","","","","","","","","","","","","","","","","","","",""]
["2017-02-03T12:00:00",2017,2,3,12,804,1029,37.94,{"$nulls":48},"","","","","","","","","","","","","","","","","","","","","","","","","","","","","","","","","","","","","","","","","","","","","","","","","","","","","","","","","","","","","","","",""]
["2017-02-03T13:00:00",2017,2,3,13,805,1029,42.08,{"$nulls":48},"","","","","","","","","","","","","","","","","","","","","","","","","","","","","","","","","","","","","","","","","","","","","","","","","","","","","","","","","","","","","","","",""]
["2017-02-03T14:00:00",2017,2,3,14,806,1007,42.08,{"$nulls":48},"","","","","","","","","","","","","","","","","","","","","","","","","","","","","","","","","","","","","","","","","","","","","","","","","","","","","","","","","","","","","","","",""]
["2017-02-03T15:00:00",2017,2,3,15,807,955,42.08,{"$nulls":48},"","","","","","","","","","","","","","","","","","","","","","","","","","","","","","","","","","","","","","","","","","","","","","","","","","","","","","","","","","","","","","","",""]
["2017-02-03T16:00:00",2017,2,3,16,808,851,39.92,{"$nulls":48},"","","","","","","","","","","","","","","","","","","","","","","","","","","","","","","","","","","","","","","","","","","","","","","","","","","","","","","","","","","","","","","",""]
["2017-02-03T17:00:00",2017,2,3,17,809,457,37.04,{"$nulls":48},"","","","","","","","","","","","","","","","","","","","","","","","","","","","","","","","","","","","","","","","","","","","","","","","","","","","","","","","","","","","","","","",""]
["2017-02-03T18:00:00",2017,2,3,18,810,1,{"v":32,"d":"32.00"},{"$nulls":48},"","","","","","","","","","","","","","","","","","","","","","","","","","","","","","","","","","","","","","","","","","","","","","","","","","","","","","","","","","","","","","","",""]
["2017-02-03T19:00:00",2017,2,3,19,811,0,28.94,{"$nulls":48},"","","","","","","","","","","","","","","","","","","","","","","","","","","","","","","","","","","","","","","","","","","","","","","","","","","","","","","","","","","","","","","",""]
["2017-02-03T20:00:00",2017,2,3,20,812,0,28.04,{"$nulls":48},"","","","","","","","","","","","","","","","","","","","","","","","","","","","","","","","","","","","","","","","","","","","","","","","","","","","","","","","","","","","","","","",""]
["2017-02-03T21:00:00",2017,2,3,21,813,0,26.96,{"$nulls":48},"","","","","","","","","","","","","","","","","","","","","","","","","","","","","","","","","","","","","","","","","","","","","","","","","","","","","","","","","","","","","","","",""]
["2017-02-03T22:00:00",2017,2,3,22,814,0,{"v":26.060000000000002,"d":"26.06"},{"$nulls":48},"","","","","","","","","","","","","","","","","","","","","","","","","","","","","","","","","","","","","","","","","","","","","","","","","","","","","","","","","","","","","","","",""]
["2017-02-03T23:00:00",2017,2,3,23,815,0,{"v":26.060000000000002,"d":"26.06"},{"$nulls":48},"","","","","","","","","","","","","","","","","","","","","","","","","","","","","","","","","","","","","","","","","","","","","","","","","","","","","","","","","","","","","","","",""]
["2017-02-03",2017,2,3,24,816,0,{"v":26.060000000000002,"d":"26.06"},{"$nulls":48},"","","","","","","","","","","","","","","","","","","","","","","","","","","","","","","","","","","","","","","","","","","","","","","","","","","","","","","","","","","","","","","",""]
["2017-02-04T01:00:00",2017,2,4,1,817,0,{"v":23,"d":"23.00"},{"$nulls":48},"","","","","","","","","","","","","","","","","","","","","","","","","","","","","","","","","","","","","","","","","","","","","","","","","","","","","","","","","","","","","","","",""]
["2017-02-04T02:00:00",2017,2,4,2,818,0,21.02,{"$nulls":48},"","","","","","","","","","","","","","","","","","","","","","","","","","","","","","","","","","","","","","","","","","","","","","","","","","","","","","","","","","","","","","","",""]
["2017-02-04T03:00:00",2017,2,4,3,819,0,21.92,{"$nulls":48},"","","","","","","","","","","","","","","","","","","","","","","","","","","","","","","","","","","","","","","","","","","","","","","","","","","","","","","","","","","","","","","",""]
["2017-02-04T04:00:00",2017,2,4,4,820,0,{"v":23,"d":"23.00"},{"$nulls":48},"","","","","","","","","","","","","","","","","","","","","","","","","","","","","","","","","","","","","","","","","","","","","","","","","","","","","","","","","","","","","","","",""]
["2017-02-04T05:00:00",2017,2,4,5,821,0,{"v":23,"d":"23.00"},{"$nulls":48},"","","","","","","","","","","","","","","","","","","","","","","","","","","","","","","","","","","","","","","","","","","","","","","","","","","","","","","","","","","","","","","",""]
["2017-02-04T06:00:00",2017,2,4,6,822,0,{"v":19.939999999999998,"d":"19.94"},{"$nulls":48},"","","","","","","","","","","","","","","","","","","","","","","","","","","","","","","","","","","","","","","","","","","","","","","","","","","","","","","","","","","","","","","",""]
["2017-02-04T07:00:00",2017,2,4,7,823,0,{"v":19.939999999999998,"d":"19.94"},{"$nulls":48},"","","","","","","","","","","","","","","","","","","","","","","","","","","","","","","","","","","","","","","","","","","","","","","","","","","","","","","","","","","","","","","",""]
["2017-02-04T08:00:00",2017,2,4,8,824,218,30.02,{"$nulls":48},"","","","","","","","","","","","","","","","","","","","","","","","","","","","","","","","","","","","","","","","","","","","","","","","","","","","","","","","","","","","","","","",""]
["2017-02-04T09:00:00",2017,2,4,9,825,611,35.96,{"$nulls":48},"","","","","","","","","","","","","","","","","","","","","","","","","","","","","","","","","","","","","","","","","","","","","","","","","","","","","","","","","","","","","","","",""]
["2017-02-04T10:00:00",2017,2,4,10,826,786,{"v":41,"d":"41.00"},{"$nulls":48},"","","","","","","","","","","","","","","","","","","","","","","","","","","","","","","","","","","","","","","","","","","","","","","","","","","","","","","","","","","","","","","",""]
["2017-02-04T11:00:00",2017,2,4,11,827,870,46.04,{"$nulls":48},"","","","","","","","","","","","","","","","","","","","","","","","","","","","","","","","","","","","","","","","","","","","","","","","","","","","","","","","","","","","","","","",""]
["2017-02-04T12:00:00",2017,2,4,12,828,506,48.92,{"$nulls":48},"","","","","","","","","","","","","","","","","","","","","","","","","","","","","","","","","","","","","","","","","","","","","","","","","","","","","","","","","","","","","","","",""]
["2017-02-04T13:00:00",2017,2,4,13,829,547,51.08,{"$nulls":48},"","","","","","","","","","","","","","","","","","","","","","","","","","","","","","","","","","","","","","","","","","","","","","","","","","","","","","","","","","","","","","","",""]
["2017-02-04T14:00:00",2017,2,4,14,830,706,{"v":51.980000000000004,"d":"51.98"}]
["2017-02-04T15:00:00",2017,2,4,15,831,753,53.96]
["2017-02-04T16:00:00",2017,2,4,16,832,798,{"v":57.019999999999996,"d":"57.02"}]
["2017-02-04T17:00:00",2017,2,4,17,833,449,46.94]
["2017-02-04T18:00:00",2017,2,4,18,834,0,{"v":39.019999999999996,"d":"39.02"},{"$nulls":48},"Measure Names","2017-06-25","2017-06-26","2017-06-28","2017-06-29","2017-06-30","2017-07-03","2017-07-08","2017-07-10","2017-07-11","2017-07-12","2017-07-13","2017-07-14","2017-07-16","2017-07-21","2017-07-22","2017-07-25","2017-07-26","2017-07-28","2017-07-29","2017-08-03","2017-08-04","2017-08-09","2017-08-23","2017-08-24","2017-08-29","2017-08-30","2017-08-31","2017-09-06","2017-09-07","2017-09-09","","","","","","","","","","","","","","","","","","","","","","","","","","","","","","","",""]
["2017-02-04T19:00:00",2017,2,4,19,835,0,37.94,{"$nulls":47},"Hour 24","Measure 1","","","","","","","","","","","","","","","","","","","","","","","","","","","","","","","","","","","","","","","","","","","","","","","","","","","","","","","","","","","","","","",""]
["2017-02-04T20:00:00",2017,2,4,20,836,0,35.96,{"$nulls":48},"","","","","","","","","","","","","","","","","","","","","","","","","","","","","","","","","","","","","","","","","","","","","","","","","","","","","","","","","","","","","","","",""]
["2017-02-04T21:00:00",2017,2,4,21,837,0,37.04,{"$nulls":48},"","","","","","","","","","","","","","","","","","","","","","","","","","","","","","","","","","","","","","","","","","","","","","","","","","","","","","","","","","","","","","","",""]
["2017-02-04T22:00:00",2017,2,4,22,838,0,33.98,{"$nulls":48},"","","","","","","","","","","","","","","","","","","","","","","","","","","","","","","","","","","","","","","","","","","","","","","","","","","","","","","","","","","","","","","",""]
["2017-02-04T23:00:00",2017,2,4,23,839,0,33.98,{"$nulls":48},"","","","","","","","","","","","","","","","","","","","","","","","","","","","","","","","","","","","","","","","","","","","","","","","","","","","","","","","","","","","","","","",""]
["2017-02-04",2017,2,4,24,840,0,35.06,{"$nulls":48},"","","","","","","","","","","","","","","","","","","","","","","","","","","","","","","","","","","","","","","","","","","","","","","","","","","","","","","","","","","","","","","",""]
["2017-02-05T01:00:00",2017,2,5,1,841,0,35.06,{"$nulls":48},"","","","","","","","","","","","","","","","","","","","","","","","","","","","","","","","","","","","","","","","","","","","","","","","","","","","","","","","","","","","","","","",""]
["2017-02-05T02:00:00",2017,2,5,2,842,0,33.08,{"$nulls":48},"","","","","","","","","","","","","","","","","","","","","","","","","","","","","","","","","","","","","","","","","","","","","","","","","","","","","","","","","","","","","","","",""]
["2017-02-05T03:00:00",2017,2,5,3,843,0,26.96,{"$nulls":48},"","","","","","","","","","","","","","","","","","","","","","","","","","","","","","","","","","","","","","","","","","","","","","","","","","","","","","","","","","","","","","","",""]
["2017-02-05T04:00:00",2017,2,5,4,844,0,{"v":26.060000000000002,"d":"26.06"},{"$nulls":48},"","","","","","","","","","","","","","","","","","","","","","","","","","","","","","","","","","","","","","","","","","","","","","","","","","","","","","","","","","","","","","","",""]
["2017-02-05T05:00:00",2017,2,5,5,845,0,{"v":26.060000000000002,"d":"26.06"},{"$nulls":48},"","","","","","","","","","","","","","","","","","","","","","","","","","","","","","","","","","","","","","","","","","","","","","","","","","","","","","","","","","","","","","","",""]
["2017-02-05T06:00:00",2017,2,5,6,846,0,24.98,{"$nulls":48},"","","","","","","","","","","","","","","","","","","","","","","","","","","","","","","","","","","","","","","","","","","","","","","","","","","","","","","","","","","","","","","",""]
["2017-02-05T07:00:00",2017,2,5,7,847,0,21.92,{"$nulls":48},"","","","","","","","","","","","","","","","","","","","","","","","","","","","","","","","","","","","","","","","","","","","","","","","","","","","","","","","","","","","","","","",""]
["2017-02-05T08:00:00",2017,2,5,8,848,20,26.96,{"$nulls":48},"","","","","","","","","","","","","","","","","","","","","","","","","","","","","","","","","","","","","","","","","","","","","","","","","","","","","","","","","","","","","","","",""]
["2017-02-05T09:00:00",2017,2,5,9,849,222,33.98,{"$nulls":48},"","","","","","","","","","","","","","","","","","","","","","","","","","","","","","","","","","","","","","","","","","","","","","","","","","","","","","","","","","","","","","","",""]
["2017-02-05T10:00:00",2017,2,5,10,850,639,35.96,{"$nulls":48},"","","","","","","","","","","","","","","","","","","","","","","","","","","","","","","","","","","","","","","","","","","","","","","","","","","","","","","","","","","","","","","",""]
["2017-02-05T11:00:00",2017,2,5,11,851,796,35.96,{"$nulls":48},"","","","","","","","","","","","","","","","","","","","","","","","","","","","","","","","","","","","","","","","","","","","","","","","","","","","","","","","","","","","","","","",""]
["2017-02-05T12:00:00",2017,2,5,12,852,941,35.96,{"$nulls":48},"","","","","","","","","","","","","","","","","","","","","","","","","","","","","","","","","","","","","","","","","","","","","","","","","","","","","","","","","","","","","","","",""]
["2017-02-05T13:00:00",2017,2,5,13,853,954,35.06,{"$nulls":48},"","","","","","","","","","","","","","","","","","","","","","","","","","","","","","","","","","","","","","","","","","","","","","","","","","","","","","","","","","","","","","","",""]
["2017-02-05T14:00:00",2017,2,5,14,854,348,35.06,{"$nulls":48},"","","","","","","","","","","","","","","","","","","","","","","","","","","","","","","","","","","","","","","","","","","","","","","","","","","","","","","","","","","","","","","",""]
["2017-02-05T15:00:00",2017,2,5,15,855,38,35.06,{"$nulls":48},"","","","","","","","","","","","","","","","","","","","","","","","","","","","","","","","","","","","","","","","","","","","","","","","","","","","","","","","","","","","","","","",""]
["2017-02-05T16:00:00",2017,2,5,16,856,208,35.06,{"$nulls":48},"","","","","","","","","","","","","","","","","","","","","","","","","","","","","","","","","","","","","","","","","","","","","","","","","","","","","","","","","","","","","","","",""]
["2017-02-05T17:00:00",2017,2,5,17,857,36,33.08,{"$nulls":48},"","","","","","","","","","","","","","","","","","","","","","","","","","","","","","","","","","","","","","","","","","","","","","","","","","","","","","","","","","","","","","","",""]
["2017-02-05T18:00:00",2017,2,5,18,858,2,{"v":32,"d":"32.00"},{"$nulls":48},"","","","","","","","","","","","","","","","","","","","","","","","","","","","","","","","","","","","","","","","","","","","","","","","","","","","","","","","","","","","","","","",""]
["2017-02-05T19:00:00",2017,2,5,19,859,0,30.92,{"$nulls":48},"","","","","","","","","","","","","","","","","","","","","","","","","","","","","","","","","","","","","","","","","","","","","","","","","","","","","","","","","","","","","","","",""]
["2017-02-05T20:00:00",2017,2,5,20,860,0,28.04,{"$nulls":48},"","","","","","","","","","","","","","","","","","","","","","","","","","","","","","","","","","","","","","","","","","","","","","","","","","","","","","","","","","","","","","","",""]
["2017-02-05T21:00:00",2017,2,5,21,861,0,26.96,{"$nulls":48},"","","","","","","","","","","","","","","","","","","","","","","","","","","","","","","","","","","","","","","","","","","","","","","","","","","","","","","","","","","","","","","",""]
["2017-02-05T22:00:00",2017,2,5,22,862,0,26.96,{"$nulls":48},"","","","","","","","","","","","","","","","","","","","","","","","","","","","","","","","","","","","","","","","","","","","","","","","","","","","","","","","","","","","","","","",""]
["2017-02-05T23:00:00",2017,2,5,23,863,0,24.98,{"$nulls":48},"","","","","","","","","","","","","","","","","","","","","","","","","","","","","","","","","","","","","","","","","","","","","","","","","","","","","","","","","","","","","","","",""]
["2017-02-05",2017,2,5,24,864,0,24.98,{"$nulls":48},"","","","","","","","","","","","","","","","","","","","","","","","","","","","","","","","","","","","","","","","","","","","","","","","","","","","","","","","","","","","","","","",""]
["2017-02-06T01:00:00",2017,2,6,1,865,0,{"v":23,"d":"23.00"}]
["2017-02-06T02:00:00",2017,2,6,2,866,0,21.92]
["2017-02-06T03:00:00",2017,2,6,3,867,0,21.02]
["2017-02-06T04:00:00",2017,2,6,4,868,0,19.04]
["2017-02-06T05:00:00",2017,2,6,5,869,0,{"v":19.939999999999998,"d":"19.94"}]
["2017-02-06T06:00:00",2017,2,6,6,870,0,21.92]
["2017-02-06T07:00:00",2017,2,6,7,871,0,21.92]
["2017-02-06T08:00:00",2017,2,6,8,872,323,26.96]
["2017-02-06T09:00:00",2017,2,6,9,873,728,35.96]
["2017-02-06T10:00:00",2017,2,6,10,874,876,44.06]
["2017-02-06T11:00:00",2017,2,6,11,875,944,48.92]
["2017-02-06T12:00:00",2017,2,6,12,876,965,{"v":51.980000000000004,"d":"51.98"}]
["2017-02-06T13:00:00",2017,2,6,13,877,948,53.96]
["2017-02-06T14:00:00",2017,2,6,14,878,937,{"v":51.980000000000004,"d":"51.98"}]
["2017-02-06T15:00:00",2017,2,6,15,879,780,{"v":51.980000000000004,"d":"51.98"}]
["2017-02-06T16:00:00",2017,2,6,16,880,583,51.08]
["2017-02-06T17:00:00",2017,2,6,17,881,474,46.04]
["2017-02-06T18:00:00",2017,2,6,18,882,1,{"v":39.019999999999996,"d":"39.02"}]
["2017-02-06T19:00:00",2017,2,6,19,883,0,35.06]
["2017-02-06T20:00:00",2017,2,6,20,884,0,35.96]
["2017-02-06T21:00:00",2017,2,6,21,885,0,35.06]
["2017-02-06T22:00:00",2017,2,6,22,886,0,33.98]
["2017-02-06T23:00:00",2017,2,6,23,887,0,30.92]
["2017-02-06",2017,2,6,24,888,0,28.94]
["2017-02-07T01:00:00",2017,2,7,1,889,0,28.94]
["2017-02-07T02:00:00",2017,2,7,2,890,0,{"v":32,"d":"32.00"}]
["2017-02-07T03:00:00",2017,2,7,3,891,0,28.94]
["2017-02-07T04:00:00",2017,2,7,4,892,0,24.98]
["2017-02-07T05:00:00",2017,2,7,5,893,0,26.96]
["2017-02-07T06:00:00",2017,2,7,6,894,0,33.08]
["2017-02-07T07:00:00",2017,2,7,7,895,0,33.08]
["2017-02-07T08:00:00",2017,2,7,8,896,380,{"v":32,"d":"32.00"}]
["2017-02-07T09:00:00",2017,2,7,9,897,833,46.94]
["2017-02-07T10:00:00",2017,2,7,10,898,826,51.08]
["2017-02-07T11:00:00",2017,2,7,11,899,1001,{"v":55.040000000000006,"d":"55.04"}]
["2017-02-07T12:00:00",2017,2,7,12,900,1012,57.92]
["2017-02-07T13:00:00",2017,2,7,13,901,887,{"v":59,"d":"59.00"}]
["2017-02-07T14:00:00",2017,2,7,14,902,890,60.08]
["2017-02-07T15:00:00",2017,2,7,15,903,911,{"v":60.980000000000004,"d":"60.98"}]
["2017-02-07T16:00:00",2017,2,7,16,904,831,55.94]
["2017-02-07T17:00:00",2017,2,7,17,905,453,{"v":51.980000000000004,"d":"51.98"}]
["2017-02-07T18:00:00",2017,2,7,18,906,1,51.08]
["2017-02-07T19:00:00",2017,2,7,19,907,0,51.08]
["2017-02-07T20:00:00",2017,2,7,20,908,0,48.92]
["2017-02-07T21:00:00",2017,2,7,21,909,0,46.04]
["2017-02-07T22:00:00",2017,2,7,22,910,0,44.06]
["2017-02-07T23:00:00",2017,2,7,23,911,0,39.92]
["2017-02-07",2017,2,7,24,912,0,{"v":39.019999999999996,"d":"39.02"}]
["2017-02-08T01:00:00",2017,2,8,1,913,0,30.92]
["2017-02-08T02:00:00",2017,2,8,2,914,0,28.04]
["2017-02-08T03:00:00",2017,2,8,3,915,0,26.96]
["2017-02-08T04:00:00",2017,2,8,4,916,0,{"v":26.060000000000002,"d":"26.06"}]
["2017-02-08T05:00:00",2017,2,8,5,917,0,24.98]
["2017-02-08T06:00:00",2017,2,8,6,918,0,24.08]
["2017-02-08T07:00:00",2017,2,8,7,919,0,24.08]
["2017-02-08T08:00:00",2017,2,8,8,920,263,26.96]
["2017-02-08T09:00:00",2017,2,8,9,921,56,28.94]
["2017-02-08T10:00:00",2017,2,8,10,922,3,33.98]
["2017-02-08T11:00:00",2017,2,8,11,923,352,37.04]
["2017-02-08T12:00:00",2017,2,8,12,924,1023,{"v":39.019999999999996,"d":"39.02"}]
["2017-02-08T13:00:00",2017,2,8,13,925,1023,{"v":42.980000000000004,"d":"42.98"}]
["2017-02-08T14:00:00",2017,2,8,14,926,1037,{"v":42.980000000000004,"d":"42.98"}]
["2017-02-08T15:00:00",2017,2,8,15,927,964,44.96]
["2017-02-08T16:00:00",2017,2,8,16,928,892,44.06]
["2017-02-08T17:00:00",2017,2,8,17,929,559,42.08]
["2017-02-08T18:00:00",2017,2,8,18,930,2,{"v":39.019999999999996,"d":"39.02"}]
["2017-02-08T19:00:00",2017,2,8,19,931,0,35.06]
["2017-02-08T20:00:00",2017,2,8,20,932,0,33.08]
["2017-02-08T21:00:00",2017,2,8,21,933,0,30.02]
["2017-02-08T22:00:00",2017,2,8,22,934,0,28.94]
["2017-02-08T23:00:00",2017,2,8,23,935,0,26.96]
["2017-02-08",2017,2,8,24,936,0,24.98]
["2017-02-09T01:00:00",2017,2,9,1,937,0,{"v":26.060000000000002,"d":"26.06"}]
["2017-02-09T02:00:00",2017,2,9,2,938,0,{"v":26.060000000000002,"d":"26.06"}]
["2017-02-09T03:00:00",2017,2,9,3,939,0,26.96]
["2017-02-09T04:00:00",2017,2,9,4,940,0,{"v":32,"d":"32.00"}]
["2017-02-09T05:00:00",2017,2,9,5,941,0,33.08]
["2017-02-09T06:00:00",2017,2,9,6,942,0,28.04]
["2017-02-09T07:00:00",2017,2,9,7,943,0,28.94]
["2017-02-09T08:00:00",2017,2,9,8,944,425,33.08]
["2017-02-09T09:00:00",2017,2,9,9,945,830,37.94]
["2017-02-09T10:00:00",2017,2,9,10,946,864,42.08]
["2017-02-09T11:00:00",2017,2,9,11,947,1014,44.96]
["2017-02-09T12:00:00",2017,2,9,12,948,1023,46.94]
["2017-02-09T13:00:00",2017,2,9,13,949,1047,{"v":48.019999999999996,"d":"48.02"}]
["2017-02-09T14:00:00",2017,2,9,14,950,1028,48.92]
["2017-02-09T15:00:00",2017,2,9,15,951,988,{"v":50,"d":"50.00"}]
["2017-02-09T16:00:00",2017,2,9,16,952,904,48.92]
["2017-02-09T17:00:00",2017,2,9,17,953,575,46.04]
["2017-02-09T18:00:00",2017,2,9,18,954,1,{"v":42.980000000000004,"d":"42.98"}]
["2017-02-09T19:00:00",2017,2,9,19,955,0,39.92]
["2017-02-09T20:00:00",2017,2,9,20,956,0,37.94]
["2017-02-09T21:00:00",2017,2,9,21,957,0,37.94]
["2017-02-09T22:00:00",2017,2,9,22,958,0,37.04]
["2017-02-09T23:00:00",2017,2,9,23,959,0,37.04]
["2017-02-09",2017,2,9,24,960,0,44.96]
["2017-02-10T01:00:00",2017,2,10,1,961,0,44.96]
["2017-02-10T02:00:00",2017,2,10,2,962,0,44.96]
["2017-02-10T03:00:00",2017,2,10,3,963,0,44.06]
["2017-02-10T04:00:00",2017,2,10,4,964,0,{"v":42.980000000000004,"d":"42.98"}]
["2017-02-10T05:00:00",2017,2,10,5,965,0,42.08]
["2017-02-10T06:00:00",2017,2,10,6,966,0,{"v":42.980000000000004,"d":"42.98"}]
["2017-02-10T07:00:00",2017,2,10,7,967,0,42.08]
["2017-02-10T08:00:00",2017,2,10,8,968,216,44.06]
["2017-02-10T09:00:00",2017,2,10,9,969,490,{"v":48.019999999999996,"d":"48.02"}]
["2017-02-10T10:00:00",2017,2,10,10,970,605,51.08]
["2017-02-10T11:00:00",2017,2,10,11,971,430,{"v":51.980000000000004,"d":"51.98"}]
["2017-02-10T12:00:00",2017,2,10,12,972,737,53.06]
["2017-02-10T13:00:00",2017,2,10,13,973,323,{"v":55.040000000000006,"d":"55.04"}]
["2017-02-10T14:00:00",2017,2,10,14,974,691,53.06]
["2017-02-10T15:00:00",2017,2,10,15,975,795,53.96]
["2017-02-10T16:00:00",2017,2,10,16,976,454,53.06]
["2017-02-10T17:00:00",2017,2,10,17,977,379,{"v":50,"d":"50.00"}]
["2017-02-10T18:00:00",2017,2,10,18,978,2,{"v":48.019999999999996,"d":"48.02"}]
["2017-02-10T19:00:00",2017,2,10,19,979,0,{"v":48.019999999999996,"d":"48.02"}]
["2017-02-10T20:00:00",2017,2,10,20,980,0,{"v":48.019999999999996,"d":"48.02"}]
["2017-02-10T21:00:00",2017,2,10,21,981,0,{"v":48.019999999999996,"d":"48.02"}]
["2017-02-10T22:00:00",2017,2,10,22,982,0,46.94]
["2017-02-10T23:00:00",2017,2,10,23,983,0,46.04]
["2017-02-10",2017,2,10,24,984,0,44.96]
["2017-02-11T01:00:00",2017,2,11,1,985,0,42.08]
["2017-02-11T02:00:00",2017,2,11,2,986,0,37.04]
["2017-02-11T03:00:00",2017,2,11,3,987,0,37.04]
["2017-02-11T04:00:00",2017,2,11,4,988,0,35.96]
["2017-02-11T05:00:00",2017,2,11,5,989,0,37.04]
["2017-02-11T06:00:00",2017,2,11,6,990,0,37.04]
["2017-02-11T07:00:00",2017,2,11,7,991,0,35.96]
["2017-02-11T08:00:00",2017,2,11,8,992,520,39.92]
["2017-02-11T09:00:00",2017,2,11,9,993,862,46.04]
["2017-02-11T10:00:00",2017,2,11,10,994,907,53.06]
["2017-02-11T11:00:00",2017,2,11,11,995,964,57.92]
["2017-02-11T12:00:00",2017,2,11,12,996,1039,62.06]
["2017-02-11T13:00:00",2017,2,11,13,997,1021,64.94]
["2017-02-11T14:00:00",2017,2,11,14,998,944,{"v":64.03999999999999,"d":"64.04"}]
["2017-02-11T15:00:00",2017,2,11,15,999,876,62.96]
["2017-02-11T16:00:00",2017,2,11,16,1000,838,{"v":60.980000000000004,"d":"60.98"}]
["2017-02-11T17:00:00",2017,2,11,17,1001,470,{"v":57.019999999999996,"d":"57.02"}]
["2017-02-11T18:00:00",2017,2,11,18,1002,1,{"v":50,"d":"50.00"}]
["2017-02-11T19:00:00",2017,2,11,19,1003,0,51.08]
["2017-02-11T20:00:00",2017,2,11,20,1004,0,{"v":50,"d":"50.00"}]
["2017-02-11T21:00:00",2017,2,11,21,1005,0,44.96]
["2017-02-11T22:00:00",2017,2,11,22,1006,0,44.06]
["2017-02-11T23:00:00",2017,2,11,23,1007,0,{"v":42.980000000000004,"d":"42.98"}]
["2017-02-11",2017,2,11,24,1008,0,42.08]
["2017-02-12T01:00:00",2017,2,12,1,1009,0,42.08]
["2017-02-12T02:00:00",2017,2,12,2,1010,0,42.08]
["2017-02-12T03:00:00",2017,2,12,3,1011,0,{"v":48.019999999999996,"d":"48.02"}]
["2017-02-12T04:00:00",2017,2,12,4,1012,0,{"v":48.019999999999996,"d":"48.02"}]
["2017-02-12T05:00:00",2017,2,12,5,1013,0,{"v":41,"d":"41.00"}]
["2017-02-12T06:00:00",2017,2,12,6,1014,0,37.04]
["2017-02-12T07:00:00",2017,2,12,7,1015,0,37.04]
["2017-02-12T08:00:00",2017,2,12,8,1016,6,{"v":39.019999999999996,"d":"39.02"}]
["2017-02-12T09:00:00",2017,2,12,9,1017,318,44.96]
["2017-02-12T10:00:00",2017,2,12,10,1018,695,53.96]
["2017-02-12T11:00:00",2017,2,12,11,1019,479,57.92]
["2017-02-12T12:00:00",2017,2,12,12,1020,777,{"v":64.03999999999999,"d":"64.04"}]
["2017-02-12T13:00:00",2017,2,12,13,1021,992,64.94]
["2017-02-12T14:00:00",2017,2,12,14,1022,743,62.96]
["2017-02-12T15:00:00",2017,2,12,15,1023,799,60.08]
["2017-02-12T16:00:00",2017,2,12,16,1024,302,55.94]
["2017-02-12T17:00:00",2017,2,12,17,1025,420,53.96]
["2017-02-12T18:00:00",2017,2,12,18,1026,1,51.08]
["2017-02-12T19:00:00",2017,2,12,19,1027,0,46.94]
["2017-02-12T20:00:00",2017,2,12,20,1028,0,46.04]
["2017-02-12T21:00:00",2017,2,12,21,1029,0,46.04]
["2017-02-12T22:00:00",2017,2,12,22,1030,0,37.94]
["2017-02-12T23:00:00",2017,2,12,23,1031,0,35.06]
["2017-02-12",2017,2,12,24,1032,0,30.92]
["2017-02-13T01:00:00",2017,2,13,1,1033,0,30.02]
["2017-02-13T02:00:00",2017,2,13,2,1034,0,30.92]
["2017-02-13T03:00:00",2017,2,13,3,1035,0,28.94]
["2017-02-13T04:00:00",2017,2,13,4,1036,0,28.04]
["2017-02-13T05:00:00",2017,2,13,5,1037,0,{"v":26.060000000000002,"d":"26.06"}]
["2017-02-13T06:00:00",2017,2,13,6,1038,0,24.08]
["2017-02-13T07:00:00",2017,2,13,7,1039,0,21.92]
["2017-02-13T08:00:00",2017,2,13,8,1040,4,21.02]
["2017-02-13T09:00:00",2017,2,13,9,1041,0,{"v":19.939999999999998,"d":"19.94"}]
["2017-02-13T10:00:00",2017,2,13,10,1042,4,{"v":19.939999999999998,"d":"19.94"}]
["2017-02-13T11:00:00",2017,2,13,11,1043,10,21.02]
["2017-02-13T12:00:00",2017,2,13,12,1044,0,21.92]
["2017-02-13T13:00:00",2017,2,13,13,1045,6,21.92]
["2017-02-13T14:00:00",2017,2,13,14,1046,0,21.92]
["2017-02-13T15:00:00",2017,2,13,15,1047,10,21.92]
["2017-02-13T16:00:00",2017,2,13,16,1048,3,21.92]
["2017-02-13T17:00:00",2017,2,13,17,1049,3,21.92]
["2017-02-13T18:00:00",2017,2,13,18,1050,0,21.92]
["2017-02-13T19:00:00",2017,2,13,19,1051,0,21.02]
["2017-02-13T20:00:00",2017,2,13,20,1052,0,17.96]
["2017-02-13T21:00:00",2017,2,13,21,1053,0,17.06]
["2017-02-13T22:00:00",2017,2,13,22,1054,0,17.06]
["2017-02-13T23:00:00",2017,2,13,23,1055,0,17.06]
["2017-02-13",2017,2,13,24,1056,0,15.98]
["2017-02-14T01:00:00",2017,2,14,1,1057,0,15.98]
["2017-02-14T02:00:00",2017,2,14,2,1058,0,10.04]
["2017-02-14T03:00:00",2017,2,14,3,1059,0,{"v":8.059999999999999,"d":"8.06"}]
["2017-02-14T04:00:00",2017,2,14,4,1060,0,{"v":6.079999999999998,"d":"6.08"}]
["2017-02-14T05:00:00",2017,2,14,5,1061,0,{"v":6.079999999999998,"d":"6.08"}]
["2017-02-14T06:00:00",2017,2,14,6,1062,0,{"v":5,"d":"5.00"}]
["2017-02-14T07:00:00",2017,2,14,7,1063,0,{"v":5,"d":"5.00"}]
["2017-02-14T08:00:00",2017,2,14,8,1064,2,{"v":5,"d":"5.00"}]
["2017-02-14T09:00:00",2017,2,14,9,1065,4,{"v":6.079999999999998,"d":"6.08"}]
["2017-02-14T10:00:00",2017,2,14,10,1066,33,{"v":8.059999999999999,"d":"8.06"}]
["2017-02-14T11:00:00",2017,2,14,11,1067,66,{"v":8.959999999999997,"d":"8.96"}]
["2017-02-14T12:00:00",2017,2,14,12,1068,62,10.04]
["2017-02-14T13:00:00",2017,2,14,13,1069,244,{"v":10.940000000000001,"d":"10.94"}]
["2017-02-14T14:00:00",2017,2,14,14,1070,2,12.02]
["2017-02-14T15:00:00",2017,2,14,15,1071,98,{"v":10.940000000000001,"d":"10.94"}]
["2017-02-14T16:00:00",2017,2,14,16,1072,5,10.04]
["2017-02-14T17:00:00",2017,2,14,17,1073,1,10.04]
["2017-02-14T18:00:00",2017,2,14,18,1074,2,10.04]
["2017-02-14T19:00:00",2017,2,14,19,1075,0,{"v":8.959999999999997,"d":"8.96"}]
["2017-02-14T20:00:00",2017,2,14,20,1076,0,{"v":8.059999999999999,"d":"8.06"}]
["2017-02-14T21:00:00",2017,2,14,21,1077,0,{"v":8.059999999999999,"d":"8.06"}]
["2017-02-14T22:00:00",2017,2,14,22,1078,0,6.98]
["2017-02-14T23:00:00",2017,2,14,23,1079,0,{"v":6.079999999999998,"d":"6.08"}]
["2017-02-14",2017,2,14,24,1080,0,{"v":3.9200000000000017,"d":"3.92"}]
["2017-02-15T01:00:00",2017,2,15,1,1081,0,{"v":3.019999999999996,"d":"3.02"}]
["2017-02-15T02:00:00",2017,2,15,2,1082,0,{"v":1.0399999999999991,"d":"1.04"}]
["2017-02-15T03:00:00",2017,2,15,3,1083,0,{"v":-0.9400000000000048,"d":"-0.94"}]
["2017-02-15T04:00:00",2017,2,15,4,1084,0,{"v":-2.9200000000000017,"d":"-2.92"}]
["2017-02-15T05:00:00",2017,2,15,5,1085,0,{"v":1.0399999999999991,"d":"1.04"}]
["2017-02-15T06:00:00",2017,2,15,6,1086,0,{"v":3.019999999999996,"d":"3.02"}]
["2017-02-15T07:00:00",2017,2,15,7,1087,0,{"v":3.9200000000000017,"d":"3.92"}]
["2017-02-15T08:00:00",2017,2,15,8,1088,2,{"v":3.9200000000000017,"d":"3.92"}]
["2017-02-15T09:00:00",2017,2,15,9,1089,2,6.98]
["2017-02-15T10:00:00",2017,2,15,10,1090,2,{"v":8.059999999999999,"d":"8.06"}]
["2017-02-15T11:00:00",2017,2,15,11,1091,1,{"v":12.920000000000002,"d":"12.92"}]
["2017-02-15T12:00:00",2017,2,15,12,1092,1,12.02]
["2017-02-15T13:00:00",2017,2,15,13,1093,2,{"v":12.920000000000002,"d":"12.92"}]
["2017-02-15T14:00:00",2017,2,15,14,1094,3,{"v":12.920000000000002,"d":"12.92"}]
["2017-02-15T15:00:00",2017,2,15,15,1095,36,{"v":12.920000000000002,"d":"12.92"}]
["2017-02-15T16:00:00",2017,2,15,16,1096,40,{"v":12.920000000000002,"d":"12.92"}]
["2017-02-15T17:00:00",2017,2,15,17,1097,550,{"v":12.920000000000002,"d":"12.92"}]
["2017-02-15T18:00:00",2017,2,15,18,1098,2,{"v":8.959999999999997,"d":"8.96"}]
["2017-02-15T19:00:00",2017,2,15,19,1099,0,{"v":8.059999999999999,"d":"8.06"}]
["2017-02-15T20:00:00",2017,2,15,20,1100,0,6.98]
["2017-02-15T21:00:00",2017,2,15,21,1101,0,{"v":3.9200000000000017,"d":"3.92"}]
["2017-02-15T22:00:00",2017,2,15,22,1102,0,{"v":5,"d":"5.00"}]
["2017-02-15T23:00:00",2017,2,15,23,1103,0,{"v":5,"d":"5.00"}]
["2017-02-15",2017,2,15,24,1104,0,{"v":3.9200000000000017,"d":"3.92"}]
["2017-02-16T01:00:00",2017,2,16,1,1105,0,{"v":3.9200000000000017,"d":"3.92"}]
["2017-02-16T02:00:00",2017,2,16,2,1106,0,{"v":5,"d":"5.00"}]
["2017-02-16T03:00:00",2017,2,16,3,1107,0,{"v":1.9400000000000013,"d":"1.94"}]
["2017-02-16T04:00:00",2017,2,16,4,1108,0,{"v":3.9200000000000017,"d":"3.92"}]
["2017-02-16T05:00:00",2017,2,16,5,1109,0,{"v":-0.03999999999999915,"d":"-0.04"}]
["2017-02-16T06:00:00",2017,2,16,6,1110,0,{"v":3.9200000000000017,"d":"3.92"}]
["2017-02-16T07:00:00",2017,2,16,7,1111,7,{"v":-0.9400000000000048,"d":"-0.94"}]
["2017-02-16T08:00:00",2017,2,16,8,1112,176,{"v":10.940000000000001,"d":"10.94"}]
["2017-02-16T09:00:00",2017,2,16,9,1113,363,19.04]
["2017-02-16T10:00:00",2017,2,16,10,1114,753,24.98]
["2017-02-16T11:00:00",2017,2,16,11,1115,1000,30.92]
["2017-02-16T12:00:00",2017,2,16,12,1116,1031,{"v":32,"d":"32.00"}]
["2017-02-16T13:00:00",2017,2,16,13,1117,998,{"v":32,"d":"32.00"}]
["2017-02-16T14:00:00",2017,2,16,14,1118,1006,{"v":32,"d":"32.00"}]
["2017-02-16T15:00:00",2017,2,16,15,1119,940,33.08]
["2017-02-16T16:00:00",2017,2,16,16,1120,831,17.96]
["2017-02-16T17:00:00",2017,2,16,17,1121,467,15.98]
["2017-02-16T18:00:00",2017,2,16,18,1122,3,{"v":12.920000000000002,"d":"12.92"}]
["2017-02-16T19:00:00",2017,2,16,19,1123,0,{"v":12.920000000000002,"d":"12.92"}]
["2017-02-16T20:00:00",2017,2,16,20,1124,0,15.98]
["2017-02-16T21:00:00",2017,2,16,21,1125,0,17.96]
["2017-02-16T22:00:00",2017,2,16,22,1126,0,28.94]
["2017-02-16T23:00:00",2017,2,16,23,1127,0,28.04]
["2017-02-16",2017,2,16,24,1128,0,6.98]
["2017-02-17T01:00:00",2017,2,17,1,1129,0,28.04]
["2017-02-17T02:00:00",2017,2,17,2,1130,0,{"v":32,"d":"32.00"}]
["2017-02-17T03:00:00",2017,2,17,3,1131,0,33.08]
["2017-02-17T04:00:00",2017,2,17,4,1132,0,33.98]
["2017-02-17T05:00:00",2017,2,17,5,1133,0,33.98]
["2017-02-17T06:00:00",2017,2,17,6,1134,0,33.98]
["2017-02-17T07:00:00",2017,2,17,7,1135,11,33.08]
["2017-02-17T08:00:00",2017,2,17,8,1136,566,33.08]
["2017-02-17T09:00:00",2017,2,17,9,1137,810,37.04]
["2017-02-17T10:00:00",2017,2,17,10,1138,846,39.92]
["2017-02-17T11:00:00",2017,2,17,11,1139,853,42.08]
["2017-02-17T12:00:00",2017,2,17,12,1140,262,44.96]
["2017-02-17T13:00:00",2017,2,17,13,1141,50,{"v":48.019999999999996,"d":"48.02"}]
["2017-02-17T14:00:00",2017,2,17,14,1142,15,{"v":48.019999999999996,"d":"48.02"}]
["2017-02-17T15:00:00",2017,2,17,15,1143,45,46.94]
["2017-02-17T16:00:00",2017,2,17,16,1144,22,46.04]
["2017-02-17T17:00:00",2017,2,17,17,1145,54,{"v":42.980000000000004,"d":"42.98"}]
["2017-02-17T18:00:00",2017,2,17,18,1146,2,37.94]
["2017-02-17T19:00:00",2017,2,17,19,1147,0,42.08]
["2017-02-17T20:00:00",2017,2,17,20,1148,0,39.92]
["2017-02-17T21:00:00",2017,2,17,21,1149,0,37.04]
["2017-02-17T22:00:00",2017,2,17,22,1150,0,35.06]
["2017-02-17T23:00:00",2017,2,17,23,1151,0,35.06]
["2017-02-17",2017,2,17,24,1152,0,33.08]
["2017-02-18T01:00:00",2017,2,18,1,1153,0,33.08]
["2017-02-18T02:00:00",2017,2,18,2,1154,0,{"v":26.060000000000002,"d":"26.06"}]
["2017-02-18T03:00:00",2017,2,18,3,1155,0,24.98]
["2017-02-18T04:00:00",2017,2,18,4,1156,0,{"v":23,"d":"23.00"}]
["2017-02-18T05:00:00",2017,2,18,5,1157,0,21.92]
["2017-02-18T06:00:00",2017,2,18,6,1158,0,21.02]
["2017-02-18T07:00:00",2017,2,18,7,1159,9,21.02]
["2017-02-18T08:00:00",2017,2,18,8,1160,563,24.98]
["2017-02-18T09:00:00",2017,2,18,9,1161,840,30.02]
["2017-02-18T10:00:00",2017,2,18,10,1162,901,{"v":32,"d":"32.00"}]
["2017-02-18T11:00:00",2017,2,18,11,1163,922,33.98]
["2017-02-18T12:00:00",2017,2,18,12,1164,225,35.96]
["2017-02-18T13:00:00",2017,2,18,13,1165,5,37.04]
["2017-02-18T14:00:00",2017,2,18,14,1166,11,37.04]
["2017-02-18T15:00:00",2017,2,18,15,1167,124,37.04]
["2017-02-18T16:00:00",2017,2,18,16,1168,46,35.96]
["2017-02-18T17:00:00",2017,2,18,17,1169,554,33.98]
["2017-02-18T18:00:00",2017,2,18,18,1170,5,{"v":32,"d":"32.00"}]
["2017-02-18T19:00:00",2017,2,18,19,1171,0,{"v":32,"d":"32.00"}]
["2017-02-18T20:00:00",2017,2,18,20,1172,0,30.92]
["2017-02-18T21:00:00",2017,2,18,21,1173,0,30.92]
["2017-02-18T22:00:00",2017,2,18,22,1174,0,30.02]
["2017-02-18T23:00:00",2017,2,18,23,1175,0,28.04]
["2017-02-18",2017,2,18,24,1176,0,{"v":26.060000000000002,"d":"26.06"}]
["2017-02-19T01:00:00",2017,2,19,1,1177,0,24.08]
["2017-02-19T02:00:00",2017,2,19,2,1178,0,{"v":23,"d":"23.00"}]
["2017-02-19T03:00:00",2017,2,19,3,1179,0,21.92]
["2017-02-19T04:00:00",2017,2,19,4,1180,0,21.92]
["2017-02-19T05:00:00",2017,2,19,5,1181,0,{"v":19.939999999999998,"d":"19.94"}]
["2017-02-19T06:00:00",2017,2,19,6,1182,0,{"v":23,"d":"23.00"}]
["2017-02-19T07:00:00",2017,2,19,7,1183,14,21.92]
["2017-02-19T08:00:00",2017,2,19,8,1184,473,24.98]
["2017-02-19T09:00:00",2017,2,19,9,1185,753,28.04]
["2017-02-19T10:00:00",2017,2,19,10,1186,874,30.92]
["2017-02-19T11:00:00",2017,2,19,11,1187,940,33.98]
["2017-02-19T12:00:00",2017,2,19,12,1188,960,37.04]
["2017-02-19T13:00:00",2017,2,19,13,1189,770,37.94]
["2017-02-19T14:00:00",2017,2,19,14,1190,867,37.94]
["2017-02-19T15:00:00",2017,2,19,15,1191,795,39.92]
["2017-02-19T16:00:00",2017,2,19,16,1192,676,37.94]
["2017-02-19T17:00:00",2017,2,19,17,1193,363,33.98]
["2017-02-19T18:00:00",2017,2,19,18,1194,37,33.08]
["2017-02-19T19:00:00",2017,2,19,19,1195,0,30.02]
["2017-02-19T20:00:00",2017,2,19,20,1196,0,30.92]
["2017-02-19T21:00:00",2017,2,19,21,1197,0,30.92]
["2017-02-19T22:00:00",2017,2,19,22,1198,0,28.94]
["2017-02-19T23:00:00",2017,2,19,23,1199,0,28.94]
["2017-02-19",2017,2,19,24,1200,0,26.96]
["2017-02-20T01:00:00",2017,2,20,1,1201,0,28.04]
["2017-02-20T02:00:00",2017,2,20,2,1202,0,26.96]
["2017-02-20T03:00:00",2017,2,20,3,1203,0,26.96]
["2017-02-20T04:00:00",2017,2,20,4,1204,0,26.96]
["2017-02-20T05:00:00",2017,2,20,5,1205,0,26.96]
["2017-02-20T06:00:00",2017,2,20,6,1206,0,26.96]
["2017-02-20T07:00:00",2017,2,20,7,1207,2,26.96]
["2017-02-20T08:00:00",2017,2,20,8,1208,2,{"v":26.060000000000002,"d":"26.06"}]
["2017-02-20T09:00:00",2017,2,20,9,1209,3,24.98]
["2017-02-20T10:00:00",2017,2,20,10,1210,2,26.96]
["2017-02-20T11:00:00",2017,2,20,11,1211,4,28.04]
["2017-02-20T12:00:00",2017,2,20,12,1212,4,28.94]
["2017-02-20T13:00:00",2017,2,20,13,1213,220,33.08]
["2017-02-20T14:00:00",2017,2,20,14,1214,411,33.08]
["2017-02-20T15:00:00",2017,2,20,15,1215,427,{"v":39.019999999999996,"d":"39.02"}]
["2017-02-20T16:00:00",2017,2,20,16,1216,382,37.04]
["2017-02-20T17:00:00",2017,2,20,17,1217,136,30.92]
["2017-02-20T18:00:00",2017,2,20,18,1218,2,30.02]
["2017-02-20T19:00:00",2017,2,20,19,1219,0,30.02]
["2017-02-20T20:00:00",2017,2,20,20,1220,0,30.02]
["2017-02-20T21:00:00",2017,2,20,21,1221,0,30.02]
["2017-02-20T22:00:00",2017,2,20,22,1222,0,28.94]
["2017-02-20T23:00:00",2017,2,20,23,1223,0,28.94]
["2017-02-20",2017,2,20,24,1224,0,28.94]
["2017-02-21T01:00:00",2017,2,21,1,1225,0,30.02]
["2017-02-21T02:00:00",2017,2,21,2,1226,0,28.94]
["2017-02-21T03:00:00",2017,2,21,3,1227,0,28.94]
["2017-02-21T04:00:00",2017,2,21,4,1228,0,28.04]
["2017-02-21T05:00:00",2017,2,21,5,1229,0,26.96]
["2017-02-21T06:00:00",2017,2,21,6,1230,0,26.96]
["2017-02-21T07:00:00",2017,2,21,7,1231,2,{"v":26.060000000000002,"d":"26.06"}]
["2017-02-21T08:00:00",2017,2,21,8,1232,28,30.92]
["2017-02-21T09:00:00",2017,2,21,9,1233,74,26.96]
["2017-02-21T10:00:00",2017,2,21,10,1234,12,35.06]
["2017-02-21T11:00:00",2017,2,21,11,1235,65,39.92]
["2017-02-21T12:00:00",2017,2,21,12,1236,32,44.96]
["2017-02-21T13:00:00",2017,2,21,13,1237,571,46.04]
["2017-02-21T14:00:00",2017,2,21,14,1238,302,46.04]
["2017-02-21T15:00:00",2017,2,21,15,1239,3,44.96]
["2017-02-21T16:00:00",2017,2,21,16,1240,151,{"v":42.980000000000004,"d":"42.98"}]
["2017-02-21T17:00:00",2017,2,21,17,1241,421,{"v":42.980000000000004,"d":"42.98"}]
["2017-02-21T18:00:00",2017,2,21,18,1242,66,{"v":39.019999999999996,"d":"39.02"}]
["2017-02-21T19:00:00",2017,2,21,19,1243,0,35.06]
["2017-02-21T20:00:00",2017,2,21,20,1244,0,33.08]
["2017-02-21T21:00:00",2017,2,21,21,1245,0,30.92]
["2017-02-21T22:00:00",2017,2,21,22,1246,0,28.04]
["2017-02-21T23:00:00",2017,2,21,23,1247,0,28.94]
["2017-02-21",2017,2,21,24,1248,0,28.04]
["2017-02-22T01:00:00",2017,2,22,1,1249,0,{"v":26.060000000000002,"d":"26.06"}]
["2017-02-22T02:00:00",2017,2,22,2,1250,0,{"v":26.060000000000002,"d":"26.06"}]
["2017-02-22T03:00:00",2017,2,22,3,1251,0,24.98]
["2017-02-22T04:00:00",2017,2,22,4,1252,0,{"v":26.060000000000002,"d":"26.06"}]
["2017-02-22T05:00:00",2017,2,22,5,1253,0,28.04]
["2017-02-22T06:00:00",2017,2,22,6,1254,0,30.02]
["2017-02-22T07:00:00",2017,2,22,7,1255,2,30.92]
["2017-02-22T08:00:00",2017,2,22,8,1256,4,35.06]
["2017-02-22T09:00:00",2017,2,22,9,1257,299,37.04]
["2017-02-22T10:00:00",2017,2,22,10,1258,653,37.94]
["2017-02-22T11:00:00",2017,2,22,11,1259,776,39.92]
["2017-02-22T12:00:00",2017,2,22,12,1260,911,{"v":42.980000000000004,"d":"42.98"}]
["2017-02-22T13:00:00",2017,2,22,13,1261,941,46.94]
["2017-02-22T14:00:00",2017,2,22,14,1262,976,46.04]
["2017-02-22T15:00:00",2017,2,22,15,1263,935,{"v":48.019999999999996,"d":"48.02"}]
["2017-02-22T16:00:00",2017,2,22,16,1264,755,46.94]
["2017-02-22T17:00:00",2017,2,22,17,1265,700,46.04]
["2017-02-22T18:00:00",2017,2,22,18,1266,78,{"v":41,"d":"41.00"}]
["2017-02-22T19:00:00",2017,2,22,19,1267,0,37.94]
["2017-02-22T20:00:00",2017,2,22,20,1268,0,35.96]
["2017-02-22T21:00:00",2017,2,22,21,1269,0,33.98]
["2017-02-22T22:00:00",2017,2,22,22,1270,0,{"v":32,"d":"32.00"}]
["2017-02-22T23:00:00",2017,2,22,23,1271,0,{"v":32,"d":"32.00"}]
["2017-02-22",2017,2,22,24,1272,0,30.02]
["2017-02-23T01:00:00",2017,2,23,1,1273,0,30.92]
["2017-02-23T02:00:00",2017,2,23,2,1274,0,30.92]
["2017-02-23T03:00:00",2017,2,23,3,1275,0,30.02]
["2017-02-23T04:00:00",2017,2,23,4,1276,0,30.02]
["2017-02-23T05:00:00",2017,2,23,5,1277,0,30.02]
["2017-02-23T06:00:00",2017,2,23,6,1278,0,{"v":32,"d":"32.00"}]
["2017-02-23T07:00:00",2017,2,23,7,1279,27,35.06]
["2017-02-23T08:00:00",2017,2,23,8,1280,635,39.92]
["2017-02-23T09:00:00",2017,2,23,9,1281,878,{"v":48.019999999999996,"d":"48.02"}]
["2017-02-23T10:00:00",2017,2,23,10,1282,948,{"v":51.980000000000004,"d":"51.98"}]
["2017-02-23T11:00:00",2017,2,23,11,1283,1002,55.94]
["2017-02-23T12:00:00",2017,2,23,12,1284,1016,{"v":57.019999999999996,"d":"57.02"}]
["2017-02-23T13:00:00",2017,2,23,13,1285,1015,{"v":55.040000000000006,"d":"55.04"}]
["2017-02-23T14:00:00",2017,2,23,14,1286,996,53.96]
["2017-02-23T15:00:00",2017,2,23,15,1287,962,{"v":55.040000000000006,"d":"55.04"}]
["2017-02-23T16:00:00",2017,2,23,16,1288,894,{"v":55.040000000000006,"d":"55.04"}]
["2017-02-23T17:00:00",2017,2,23,17,1289,716,53.06]
["2017-02-23T18:00:00",2017,2,23,18,1290,84,{"v":48.019999999999996,"d":"48.02"}]
["2017-02-23T19:00:00",2017,2,23,19,1291,0,44.06]
["2017-02-23T20:00:00",2017,2,23,20,1292,0,{"v":39.019999999999996,"d":"39.02"}]
["2017-02-23T21:00:00",2017,2,23,21,1293,0,{"v":39.019999999999996,"d":"39.02"}]
["2017-02-23T22:00:00",2017,2,23,22,1294,0,35.96]
["2017-02-23T23:00:00",2017,2,23,23,1295,0,33.08]
["2017-02-23",2017,2,23,24,1296,0,33.98]
["2017-02-24T01:00:00",2017,2,24,1,1297,0,33.08]
["2017-02-24T02:00:00",2017,2,24,2,1298,0,{"v":32,"d":"32.00"}]
["2017-02-24T03:00:00",2017,2,24,3,1299,0,33.08]
["2017-02-24T04:00:00",2017,2,24,4,1300,0,{"v":32,"d":"32.00"}]
["2017-02-24T05:00:00",2017,2,24,5,1301,0,33.08]
["2017-02-24T06:00:00",2017,2,24,6,1302,0,30.02]
["2017-02-24T07:00:00",2017,2,24,7,1303,85,28.04]
["2017-02-24T08:00:00",2017,2,24,8,1304,670,33.08]
["2017-02-24T09:00:00",2017,2,24,9,1305,904,39.92]
["2017-02-24T10:00:00",2017,2,24,10,1306,991,{"v":42.980000000000004,"d":"42.98"}]
["2017-02-24T11:00:00",2017,2,24,11,1307,1018,{"v":48.019999999999996,"d":"48.02"}]
["2017-02-24T12:00:00",2017,2,24,12,1308,995,{"v":51.980000000000004,"d":"51.98"}]
["2017-02-24T13:00:00",2017,2,24,13,1309,242,53.96]
["2017-02-24T14:00:00",2017,2,24,14,1310,3,53.06]
["2017-02-24T15:00:00",2017,2,24,15,1311,2,{"v":50,"d":"50.00"}]
["2017-02-24T16:00:00",2017,2,24,16,1312,148,48.92]
["2017-02-24T17:00:00",2017,2,24,17,1313,452,48.92]
["2017-02-24T18:00:00",2017,2,24,18,1314,13,44.96]
["2017-02-24T19:00:00",2017,2,24,19,1315,0,{"v":42.980000000000004,"d":"42.98"}]
["2017-02-24T20:00:00",2017,2,24,20,1316,0,{"v":41,"d":"41.00"}]
["2017-02-24T21:00:00",2017,2,24,21,1317,0,37.94]
["2017-02-24T22:00:00",2017,2,24,22,1318,0,37.04]
["2017-02-24T23:00:00",2017,2,24,23,1319,0,35.96]
["2017-02-24",2017,2,24,24,1320,0,35.06]
["2017-02-25T01:00:00",2017,2,25,1,1321,0,33.08]
["2017-02-25T02:00:00",2017,2,25,2,1322,0,33.08]
["2017-02-25T03:00:00",2017,2,25,3,1323,0,{"v":32,"d":"32.00"}]
["2017-02-25T04:00:00",2017,2,25,4,1324,0,30.02]
["2017-02-25T05:00:00",2017,2,25,5,1325,0,28.04]
["2017-02-25T06:00:00",2017,2,25,6,1326,0,28.04]
["2017-02-25T07:00:00",2017,2,25,7,1327,62,26.96]
["2017-02-25T08:00:00",2017,2,25,8,1328,120,33.98]
["2017-02-25T09:00:00",2017,2,25,9,1329,502,{"v":42.980000000000004,"d":"42.98"}]
["2017-02-25T10:00:00",2017,2,25,10,1330,436,{"v":51.980000000000004,"d":"51.98"}]
["2017-02-25T11:00:00",2017,2,25,11,1331,326,55.94]
["2017-02-25T12:00:00",2017,2,25,12,1332,666,55.94]
["2017-02-25T13:00:00",2017,2,25,13,1333,806,{"v":57.019999999999996,"d":"57.02"}]
["2017-02-25T14:00:00",2017,2,25,14,1334,829,{"v":57.019999999999996,"d":"57.02"}]
["2017-02-25T15:00:00",2017,2,25,15,1335,431,{"v":57.019999999999996,"d":"57.02"}]
["2017-02-25T16:00:00",2017,2,25,16,1336,525,{"v":57.019999999999996,"d":"57.02"}]
["2017-02-25T17:00:00",2017,2,25,17,1337,352,53.96]
["2017-02-25T18:00:00",2017,2,25,18,1338,36,48.92]
["2017-02-25T19:00:00",2017,2,25,19,1339,0,42.08]
["2017-02-25T20:00:00",2017,2,25,20,1340,0,37.94]
["2017-02-25T21:00:00",2017,2,25,21,1341,0,39.92]
["2017-02-25T22:00:00",2017,2,25,22,1342,0,{"v":39.019999999999996,"d":"39.02"}]
["2017-02-25T23:00:00",2017,2,25,23,1343,0,37.04]
["2017-02-25",2017,2,25,24,1344,0,37.04]
["2017-02-26T01:00:00",2017,2,26,1,1345,0,35.96]
["2017-02-26T02:00:00",2017,2,26,2,1346,0,{"v":39.019999999999996,"d":"39.02"}]
["2017-02-26T03:00:00",2017,2,26,3,1347,0,35.96]
["2017-02-26T04:00:00",2017,2,26,4,1348,0,37.94]
["2017-02-26T05:00:00",2017,2,26,5,1349,0,37.94]
["2017-02-26T06:00:00",2017,2,26,6,1350,0,37.04]
["2017-02-26T07:00:00",2017,2,26,7,1351,2,37.04]
["2017-02-26T08:00:00",2017,2,26,8,1352,2,42.08]
["2017-02-26T09:00:00",2017,2,26,9,1353,2,44.96]
["2017-02-26T10:00:00",2017,2,26,10,1354,2,{"v":48.019999999999996,"d":"48.02"}]
["2017-02-26T11:00:00",2017,2,26,11,1355,2,44.06]
["2017-02-26T12:00:00",2017,2,26,12,1356,2,46.04]
["2017-02-26T13:00:00",2017,2,26,13,1357,3,{"v":48.019999999999996,"d":"48.02"}]
["2017-02-26T14:00:00",2017,2,26,14,1358,23,{"v":50,"d":"50.00"}]
["2017-02-26T15:00:00",2017,2,26,15,1359,26,{"v":50,"d":"50.00"}]
["2017-02-26T16:00:00",2017,2,26,16,1360,2,48.92]
["2017-02-26T17:00:00",2017,2,26,17,1361,1,46.94]
["2017-02-26T18:00:00",2017,2,26,18,1362,1,44.06]
["2017-02-26T19:00:00",2017,2,26,19,1363,0,{"v":39.019999999999996,"d":"39.02"}]
["2017-02-26T20:00:00",2017,2,26,20,1364,0,37.04]
["2017-02-26T21:00:00",2017,2,26,21,1365,0,{"v":39.019999999999996,"d":"39.02"}]
["2017-02-26T22:00:00",2017,2,26,22,1366,0,37.94]
["2017-02-26T23:00:00",2017,2,26,23,1367,0,37.94]
["2017-02-26",2017,2,26,24,1368,0,37.04]
["2017-02-27T01:00:00",2017,2,27,1,1369,0,37.04]
["2017-02-27T02:00:00",2017,2,27,2,1370,0,35.96]
["2017-02-27T03:00:00",2017,2,27,3,1371,0,35.96]
["2017-02-27T04:00:00",2017,2,27,4,1372,0,37.04]
["2017-02-27T05:00:00",2017,2,27,5,1373,0,35.96]
["2017-02-27T06:00:00",2017,2,27,6,1374,0,30.92]
["2017-02-27T07:00:00",2017,2,27,7,1375,2,30.02]
["2017-02-27T08:00:00",2017,2,27,8,1376,2,{"v":32,"d":"32.00"}]
["2017-02-27T09:00:00",2017,2,27,9,1377,2,{"v":32,"d":"32.00"}]
["2017-02-27T10:00:00",2017,2,27,10,1378,2,35.06]
["2017-02-27T11:00:00",2017,2,27,11,1379,2,{"v":39.019999999999996,"d":"39.02"}]
["2017-02-27T12:00:00",2017,2,27,12,1380,4,37.94]
["2017-02-27T13:00:00",2017,2,27,13,1381,4,{"v":41,"d":"41.00"}]
["2017-02-27T14:00:00",2017,2,27,14,1382,8,{"v":39.019999999999996,"d":"39.02"}]
["2017-02-27T15:00:00",2017,2,27,15,1383,1,39.92]
["2017-02-27T16:00:00",2017,2,27,16,1384,1,{"v":39.019999999999996,"d":"39.02"}]
["2017-02-27T17:00:00",2017,2,27,17,1385,1,33.98]
["2017-02-27T18:00:00",2017,2,27,18,1386,2,30.92]
["2017-02-27T19:00:00",2017,2,27,19,1387,0,28.94]
["2017-02-27T20:00:00",2017,2,27,20,1388,0,28.04]
["2017-02-27T21:00:00",2017,2,27,21,1389,0,26.96]
["2017-02-27T22:00:00",2017,2,27,22,1390,0,26.96]
["2017-02-27T23:00:00",2017,2,27,23,1391,0,26.96]
["2017-02-27",2017,2,27,24,1392,0,26.96]
["2017-02-28T01:00:00",2017,2,28,1,1393,0,26.96]
["2017-02-28T02:00:00",2017,2,28,2,1394,0,28.04]
["2017-02-28T03:00:00",2017,2,28,3,1395,0,28.04]
["2017-02-28T04:00:00",2017,2,28,4,1396,0,28.04]
["2017-02-28T05:00:00",2017,2,28,5,1397,0,28.04]
["2017-02-28T06:00:00",2017,2,28,6,1398,0,28.04]
["2017-02-28T07:00:00",2017,2,28,7,1399,1,28.04]
["2017-02-28T08:00:00",2017,2,28,8,1400,0,28.04]
["2017-02-28T09:00:00",2017,2,28,9,1401,0,28.94]
["2017-02-28T10:00:00",2017,2,28,10,1402,26,30.02]
["2017-02-28T11:00:00",2017,2,28,11,1403,46,{"v":32,"d":"32.00"}]
["2017-02-28T12:00:00",2017,2,28,12,1404,243,33.98]
["2017-02-28T13:00:00",2017,2,28,13,1405,0,33.98]
["2017-02-28T14:00:00",2017,2,28,14,1406,65,33.98]
["2017-02-28T15:00:00",2017,2,28,15,1407,10,35.06]
["2017-02-28T16:00:00",2017,2,28,16,1408,7,33.98]
["2017-02-28T17:00:00",2017,2,28,17,1409,11,33.98]
["2017-02-28T18:00:00",2017,2,28,18,1410,3,33.08]
["2017-02-28T19:00:00",2017,2,28,19,1411,0,33.08]
["2017-02-28T20:00:00",2017,2,28,20,1412,0,33.08]
["2017-02-28T21:00:00",2017,2,28,21,1413,0,33.08]
["2017-02-28T22:00:00",2017,2,28,22,1414,0,33.62]
["2017-02-28T23:00:00",2017,2,28,23,1415,0,34.16]
["2017-02-28",2017,2,28,24,1416,0,{"v":34.7,"d":"34.70"}]
["2017-03-01T01:00:00",2017,3,1,1,1417,0,35.42]
["2017-03-01T02:00:00",2017,3,1,2,1418,0,35.96]
["2017-03-01T03:00:00",2017,3,1,3,1419,0,{"v":36.5,"d":"36.50"}]
["2017-03-01T04:00:00",2017,3,1,4,1420,0,37.04]
["2017-03-01T05:00:00",2017,3,1,5,1421,0,35.96]
["2017-03-01T06:00:00",2017,3,1,6,1422,0,35.96]
["2017-03-01T07:00:00",2017,3,1,7,1423,0,35.06]
["2017-03-01T08:00:00",2017,3,1,8,1424,5,37.04]
["2017-03-01T09:00:00",2017,3,1,9,1425,112,39.92]
["2017-03-01T10:00:00",2017,3,1,10,1426,323,39.92]
["2017-03-01T11:00:00",2017,3,1,11,1427,607,44.96]
["2017-03-01T12:00:00",2017,3,1,12,1428,836,48.92]
["2017-03-01T13:00:00",2017,3,1,13,1429,507,{"v":51.980000000000004,"d":"51.98"}]
["2017-03-01T14:00:00",2017,3,1,14,1430,727,{"v":55.040000000000006,"d":"55.04"}]
["2017-03-01T15:00:00",2017,3,1,15,1431,703,53.96]
["2017-03-01T16:00:00",2017,3,1,16,1432,313,53.06]
["2017-03-01T17:00:00",2017,3,1,17,1433,138,{"v":50,"d":"50.00"}]
["2017-03-01T18:00:00",2017,3,1,18,1434,55,{"v":50,"d":"50.00"}]
["2017-03-01T19:00:00",2017,3,1,19,1435,0,46.94]
["2017-03-01T20:00:00",2017,3,1,20,1436,0,46.04]
["2017-03-01T21:00:00",2017,3,1,21,1437,0,44.96]
["2017-03-01T22:00:00",2017,3,1,22,1438,0,{"v":42.980000000000004,"d":"42.98"}]
["2017-03-01T23:00:00",2017,3,1,23,1439,0,42.08]
["2017-03-01",2017,3,1,24,1440,0,35.96]
["2017-03-02T01:00:00",2017,3,2,1,1441,0,37.04]
["2017-03-02T02:00:00",2017,3,2,2,1442,0,35.96]
["2017-03-02T03:00:00",2017,3,2,3,1443,0,35.06]
["2017-03-02T04:00:00",2017,3,2,4,1444,0,28.94]
["2017-03-02T05:00:00",2017,3,2,5,1445,0,30.02]
["2017-03-02T06:00:00",2017,3,2,6,1446,0,28.94]
["2017-03-02T07:00:00",2017,3,2,7,1447,0,28.04]
["2017-03-02T08:00:00",2017,3,2,8,1448,20,28.04]
["2017-03-02T09:00:00",2017,3,2,9,1449,63,35.06]
["2017-03-02T10:00:00",2017,3,2,10,1450,444,37.04]
["2017-03-02T11:00:00",2017,3,2,11,1451,350,{"v":42.980000000000004,"d":"42.98"}]
["2017-03-02T12:00:00",2017,3,2,12,1452,540,46.94]
["2017-03-02T13:00:00",2017,3,2,13,1453,619,{"v":51.980000000000004,"d":"51.98"}]
["2017-03-02T14:00:00",2017,3,2,14,1454,620,53.96]
["2017-03-02T15:00:00",2017,3,2,15,1455,258,{"v":55.040000000000006,"d":"55.04"}]
["2017-03-02T16:00:00",2017,3,2,16,1456,432,53.96]
["2017-03-02T17:00:00",2017,3,2,17,1457,440,48.92]
["2017-03-02T18:00:00",2017,3,2,18,1458,54,46.94]
["2017-03-02T19:00:00",2017,3,2,19,1459,0,44.96]
["2017-03-02T20:00:00",2017,3,2,20,1460,0,44.96]
["2017-03-02T21:00:00",2017,3,2,21,1461,0,44.06]
["2017-03-02T22:00:00",2017,3,2,22,1462,0,{"v":42.980000000000004,"d":"42.98"}]
["2017-03-02T23:00:00",2017,3,2,23,1463,0,44.06]
["2017-03-02",2017,3,2,24,1464,0,{"v":42.980000000000004,"d":"42.98"}]
["2017-03-03T01:00:00",2017,3,3,1,1465,0,39.92]
["2017-03-03T02:00:00",2017,3,3,2,1466,0,{"v":39.019999999999996,"d":"39.02"}]
["2017-03-03T03:00:00",2017,3,3,3,1467,0,39.92]
["2017-03-03T04:00:00",2017,3,3,4,1468,0,37.94]
["2017-03-03T05:00:00",2017,3,3,5,1469,0,35.96]
["2017-03-03T06:00:00",2017,3,3,6,1470,0,33.98]
["2017-03-03T07:00:00",2017,3,3,7,1471,18,35.06]
["2017-03-03T08:00:00",2017,3,3,8,1472,68,{"v":39.019999999999996,"d":"39.02"}]
["2017-03-03T09:00:00",2017,3,3,9,1473,7,{"v":41,"d":"41.00"}]
["2017-03-03T10:00:00",2017,3,3,10,1474,3,{"v":41,"d":"41.00"}]
["2017-03-03T11:00:00",2017,3,3,11,1475,5,39.92]
["2017-03-03T12:00:00",2017,3,3,12,1476,2,39.92]
["2017-03-03T13:00:00",2017,3,3,13,1477,6,{"v":41,"d":"41.00"}]
["2017-03-03T14:00:00",2017,3,3,14,1478,3,39.92]
["2017-03-03T15:00:00",2017,3,3,15,1479,7,{"v":39.019999999999996,"d":"39.02"}]
["2017-03-03T16:00:00",2017,3,3,16,1480,0,37.94]
["2017-03-03T17:00:00",2017,3,3,17,1481,2,37.94]
["2017-03-03T18:00:00",2017,3,3,18,1482,0,35.06]
["2017-03-03T19:00:00",2017,3,3,19,1483,0,35.06]
["2017-03-03T20:00:00",2017,3,3,20,1484,0,35.06]
["2017-03-03T21:00:00",2017,3,3,21,1485,0,35.06]
["2017-03-03T22:00:00",2017,3,3,22,1486,0,35.06]
["2017-03-03T23:00:00",2017,3,3,23,1487,0,35.06]
["2017-03-03",2017,3,3,24,1488,0,35.06]
["2017-03-04T01:00:00",2017,3,4,1,1489,0,35.06]
["2017-03-04T02:00:00",2017,3,4,2,1490,0,35.06]
["2017-03-04T03:00:00",2017,3,4,3,1491,0,33.08]
["2017-03-04T04:00:00",2017,3,4,4,1492,0,33.08]
["2017-03-04T05:00:00",2017,3,4,5,1493,0,33.08]
["2017-03-04T06:00:00",2017,3,4,6,1494,0,33.08]
["2017-03-04T07:00:00",2017,3,4,7,1495,0,33.08]
["2017-03-04T08:00:00",2017,3,4,8,1496,1,{"v":32,"d":"32.00"}]
["2017-03-04T09:00:00",2017,3,4,9,1497,1,33.08]
["2017-03-04T10:00:00",2017,3,4,10,1498,0,{"v":32,"d":"32.00"}]
["2017-03-04T11:00:00",2017,3,4,11,1499,0,{"v":32,"d":"32.00"}]
["2017-03-04T12:00:00",2017,3,4,12,1500,135,33.98]
["2017-03-04T13:00:00",2017,3,4,13,1501,105,37.04]
["2017-03-04T14:00:00",2017,3,4,14,1502,544,37.04]
["2017-03-04T15:00:00",2017,3,4,15,1503,61,37.94]
["2017-03-04T16:00:00",2017,3,4,16,1504,582,{"v":39.019999999999996,"d":"39.02"}]
["2017-03-04T17:00:00",2017,3,4,17,1505,295,35.96]
["2017-03-04T18:00:00",2017,3,4,18,1506,126,30.02]
["2017-03-04T19:00:00",2017,3,4,19,1507,0,24.98]
["2017-03-04T20:00:00",2017,3,4,20,1508,0,{"v":26.060000000000002,"d":"26.06"}]
["2017-03-04T21:00:00",2017,3,4,21,1509,0,24.98]
["2017-03-04T22:00:00",2017,3,4,22,1510,0,21.02]
["2017-03-04T23:00:00",2017,3,4,23,1511,0,21.02]
["2017-03-04",2017,3,4,24,1512,0,21.92]
["2017-03-05T01:00:00",2017,3,5,1,1513,0,21.02]
["2017-03-05T02:00:00",2017,3,5,2,1514,0,21.02]
["2017-03-05T03:00:00",2017,3,5,3,1515,0,21.02]
["2017-03-05T04:00:00",2017,3,5,4,1516,0,15.98]
["2017-03-05T05:00:00",2017,3,5,5,1517,0,21.02]
["2017-03-05T06:00:00",2017,3,5,6,1518,0,21.02]
["2017-03-05T07:00:00",2017,3,5,7,1519,73,21.02]
["2017-03-05T08:00:00",2017,3,5,8,1520,575,24.98]
["2017-03-05T09:00:00",2017,3,5,9,1521,798,30.02]
["2017-03-05T10:00:00",2017,3,5,10,1522,900,35.96]
["2017-03-05T11:00:00",2017,3,5,11,1523,943,{"v":39.019999999999996,"d":"39.02"}]
["2017-03-05T12:00:00",2017,3,5,12,1524,854,44.06]
["2017-03-05T13:00:00",2017,3,5,13,1525,959,46.94]
["2017-03-05T14:00:00",2017,3,5,14,1526,887,44.96]
["2017-03-05T15:00:00",2017,3,5,15,1527,832,44.06]
["2017-03-05T16:00:00",2017,3,5,16,1528,772,{"v":42.980000000000004,"d":"42.98"}]
["2017-03-05T17:00:00",2017,3,5,17,1529,684,{"v":41,"d":"41.00"}]
["2017-03-05T18:00:00",2017,3,5,18,1530,113,35.96]
["2017-03-05T19:00:00",2017,3,5,19,1531,0,33.98]
["2017-03-05T20:00:00",2017,3,5,20,1532,0,33.08]
["2017-03-05T21:00:00",2017,3,5,21,1533,0,30.92]
["2017-03-05T22:00:00",2017,3,5,22,1534,0,28.94]
["2017-03-05T23:00:00",2017,3,5,23,1535,0,30.92]
["2017-03-05",2017,3,5,24,1536,0,30.92]
["2017-03-06T01:00:00",2017,3,6,1,1537,0,30.92]
["2017-03-06T02:00:00",2017,3,6,2,1538,0,28.94]
["2017-03-06T03:00:00",2017,3,6,3,1539,0,28.04]
["2017-03-06T04:00:00",2017,3,6,4,1540,0,26.96]
["2017-03-06T05:00:00",2017,3,6,5,1541,0,{"v":26.060000000000002,"d":"26.06"}]
["2017-03-06T06:00:00",2017,3,6,6,1542,0,{"v":26.060000000000002,"d":"26.06"}]
["2017-03-06T07:00:00",2017,3,6,7,1543,38,26.96]
["2017-03-06T08:00:00",2017,3,6,8,1544,318,30.02]
["2017-03-06T09:00:00",2017,3,6,9,1545,497,35.06]
["2017-03-06T10:00:00",2017,3,6,10,1546,532,37.94]
["2017-03-06T11:00:00",2017,3,6,11,1547,646,{"v":39.019999999999996,"d":"39.02"}]
["2017-03-06T12:00:00",2017,3,6,12,1548,755,37.04]
["2017-03-06T13:00:00",2017,3,6,13,1549,621,37.94]
["2017-03-06T14:00:00",2017,3,6,14,1550,411,37.94]
["2017-03-06T15:00:00",2017,3,6,15,1551,5,37.04]
["2017-03-06T16:00:00",2017,3,6,16,1552,10,33.98]
["2017-03-06T17:00:00",2017,3,6,17,1553,9,33.98]
["2017-03-06T18:00:00",2017,3,6,18,1554,1,33.08]
["2017-03-06T19:00:00",2017,3,6,19,1555,0,33.08]
["2017-03-06T20:00:00",2017,3,6,20,1556,0,33.08]
["2017-03-06T21:00:00",2017,3,6,21,1557,0,33.08]
["2017-03-06T22:00:00",2017,3,6,22,1558,0,33.08]
["2017-03-06T23:00:00",2017,3,6,23,1559,0,{"v":32,"d":"32.00"}]
["2017-03-06",2017,3,6,24,1560,0,30.92]
["2017-03-07T01:00:00",2017,3,7,1,1561,0,30.92]
["2017-03-07T02:00:00",2017,3,7,2,1562,0,30.92]
["2017-03-07T03:00:00",2017,3,7,3,1563,0,30.02]
["2017-03-07T04:00:00",2017,3,7,4,1564,0,28.94]
["2017-03-07T05:00:00",2017,3,7,5,1565,0,28.04]
["2017-03-07T06:00:00",2017,3,7,6,1566,0,26.96]
["2017-03-07T07:00:00",2017,3,7,7,1567,0,{"v":26.060000000000002,"d":"26.06"}]
["2017-03-07T08:00:00",2017,3,7,8,1568,4,26.96]
["2017-03-07T09:00:00",2017,3,7,9,1569,0,28.04]
["2017-03-07T10:00:00",2017,3,7,10,1570,1,28.94]
["2017-03-07T11:00:00",2017,3,7,11,1571,3,28.04]
["2017-03-07T12:00:00",2017,3,7,12,1572,1,28.94]
["2017-03-07T13:00:00",2017,3,7,13,1573,1,30.02]
["2017-03-07T14:00:00",2017,3,7,14,1574,1,30.02]
["2017-03-07T15:00:00",2017,3,7,15,1575,2,28.04]
["2017-03-07T16:00:00",2017,3,7,16,1576,1,26.96]
["2017-03-07T17:00:00",2017,3,7,17,1577,0,26.96]
["2017-03-07T18:00:00",2017,3,7,18,1578,0,24.98]
["2017-03-07T19:00:00",2017,3,7,19,1579,0,24.08]
["2017-03-07T20:00:00",2017,3,7,20,1580,0,{"v":26.060000000000002,"d":"26.06"}]
["2017-03-07T21:00:00",2017,3,7,21,1581,0,{"v":26.060000000000002,"d":"26.06"}]
["2017-03-07T22:00:00",2017,3,7,22,1582,0,26.96]
["2017-03-07T23:00:00",2017,3,7,23,1583,0,28.04]
["2017-03-07",2017,3,7,24,1584,0,{"v":23,"d":"23.00"}]
["2017-03-08T01:00:00",2017,3,8,1,1585,0,21.92]
["2017-03-08T02:00:00",2017,3,8,2,1586,0,{"v":23,"d":"23.00"}]
["2017-03-08T03:00:00",2017,3,8,3,1587,0,15.98]
["2017-03-08T04:00:00",2017,3,8,4,1588,0,19.04]
["2017-03-08T05:00:00",2017,3,8,5,1589,0,19.04]
["2017-03-08T06:00:00",2017,3,8,6,1590,0,17.96]
["2017-03-08T07:00:00",2017,3,8,7,1591,136,17.06]
["2017-03-08T08:00:00",2017,3,8,8,1592,547,21.02]
["2017-03-08T09:00:00",2017,3,8,9,1593,740,24.98]
["2017-03-08T10:00:00",2017,3,8,10,1594,762,28.04]
["2017-03-08T11:00:00",2017,3,8,11,1595,869,33.08]
["2017-03-08T12:00:00",2017,3,8,12,1596,998,37.94]
["2017-03-08T13:00:00",2017,3,8,13,1597,1001,42.08]
["2017-03-08T14:00:00",2017,3,8,14,1598,961,44.06]
["2017-03-08T15:00:00",2017,3,8,15,1599,802,44.06]
["2017-03-08T16:00:00",2017,3,8,16,1600,708,44.96]
["2017-03-08T17:00:00",2017,3,8,17,1601,296,{"v":42.980000000000004,"d":"42.98"}]
["2017-03-08T18:00:00",2017,3,8,18,1602,352,42.08]
["2017-03-08T19:00:00",2017,3,8,19,1603,0,39.92]
["2017-03-08T20:00:00",2017,3,8,20,1604,0,37.04]
["2017-03-08T21:00:00",2017,3,8,21,1605,0,35.06]
["2017-03-08T22:00:00",2017,3,8,22,1606,0,35.06]
["2017-03-08T23:00:00",2017,3,8,23,1607,0,33.08]
["2017-03-08",2017,3,8,24,1608,0,{"v":32,"d":"32.00"}]
["2017-03-09T01:00:00",2017,3,9,1,1609,0,{"v":32,"d":"32.00"}]
["2017-03-09T02:00:00",2017,3,9,2,1610,0,30.02]
["2017-03-09T03:00:00",2017,3,9,3,1611,0,30.02]
["2017-03-09T04:00:00",2017,3,9,4,1612,0,30.02]
["2017-03-09T05:00:00",2017,3,9,5,1613,0,28.94]
["2017-03-09T06:00:00",2017,3,9,6,1614,0,28.94]
["2017-03-09T07:00:00",2017,3,9,7,1615,210,28.04]
["2017-03-09T08:00:00",2017,3,9,8,1616,735,33.08]
["2017-03-09T09:00:00",2017,3,9,9,1617,898,37.04]
["2017-03-09T10:00:00",2017,3,9,10,1618,965,39.92]
["2017-03-09T11:00:00",2017,3,9,11,1619,1009,42.08]
["2017-03-09T12:00:00",2017,3,9,12,1620,1030,44.96]
["2017-03-09T13:00:00",2017,3,9,13,1621,1027,44.96]
["2017-03-09T14:00:00",2017,3,9,14,1622,1023,44.96]
["2017-03-09T15:00:00",2017,3,9,15,1623,997,44.96]
["2017-03-09T16:00:00",2017,3,9,16,1624,941,44.96]
["2017-03-09T17:00:00",2017,3,9,17,1625,825,{"v":42.980000000000004,"d":"42.98"}]
["2017-03-09T18:00:00",2017,3,9,18,1626,484,37.94]
["2017-03-09T19:00:00",2017,3,9,19,1627,0,37.94]
["2017-03-09T20:00:00",2017,3,9,20,1628,0,39.92]
["2017-03-09T21:00:00",2017,3,9,21,1629,0,{"v":39.019999999999996,"d":"39.02"}]
["2017-03-09T22:00:00",2017,3,9,22,1630,0,{"v":39.019999999999996,"d":"39.02"}]
["2017-03-09T23:00:00",2017,3,9,23,1631,0,37.04]
["2017-03-09",2017,3,9,24,1632,0,35.06]
["2017-03-10T01:00:00",2017,3,10,1,1633,0,33.98]
["2017-03-10T02:00:00",2017,3,10,2,1634,0,33.08]
["2017-03-10T03:00:00",2017,3,10,3,1635,0,{"v":32,"d":"32.00"}]
["2017-03-10T04:00:00",2017,3,10,4,1636,0,30.92]
["2017-03-10T05:00:00",2017,3,10,5,1637,0,30.02]
["2017-03-10T06:00:00",2017,3,10,6,1638,0,30.02]
["2017-03-10T07:00:00",2017,3,10,7,1639,228,30.92]
["2017-03-10T08:00:00",2017,3,10,8,1640,748,35.06]
["2017-03-10T09:00:00",2017,3,10,9,1641,909,37.04]
["2017-03-10T10:00:00",2017,3,10,10,1642,978,39.92]
["2017-03-10T11:00:00",2017,3,10,11,1643,1002,39.92]
["2017-03-10T12:00:00",2017,3,10,12,1644,1025,44.06]
["2017-03-10T13:00:00",2017,3,10,13,1645,1039,44.96]
["2017-03-10T14:00:00",2017,3,10,14,1646,1028,46.04]
["2017-03-10T15:00:00",2017,3,10,15,1647,1001,46.04]
["2017-03-10T16:00:00",2017,3,10,16,1648,950,46.04]
["2017-03-10T17:00:00",2017,3,10,17,1649,838,44.96]
["2017-03-10T18:00:00",2017,3,10,18,1650,448,{"v":39.019999999999996,"d":"39.02"}]
["2017-03-10T19:00:00",2017,3,10,19,1651,0,35.96]
["2017-03-10T20:00:00",2017,3,10,20,1652,0,37.94]
["2017-03-10T21:00:00",2017,3,10,21,1653,0,37.04]
["2017-03-10T22:00:00",2017,3,10,22,1654,0,33.08]
["2017-03-10T23:00:00",2017,3,10,23,1655,0,33.98]
["2017-03-10",2017,3,10,24,1656,0,33.08]
["2017-03-11T01:00:00",2017,3,11,1,1657,0,33.08]
["2017-03-11T02:00:00",2017,3,11,2,1658,0,30.92]
["2017-03-11T03:00:00",2017,3,11,3,1659,0,30.92]
["2017-03-11T04:00:00",2017,3,11,4,1660,0,30.02]
["2017-03-11T05:00:00",2017,3,11,5,1661,0,30.02]
["2017-03-11T06:00:00",2017,3,11,6,1662,0,30.02]
["2017-03-11T07:00:00",2017,3,11,7,1663,173,30.02]
["2017-03-11T08:00:00",2017,3,11,8,1664,661,33.98]
["2017-03-11T09:00:00",2017,3,11,9,1665,725,37.04]
["2017-03-11T10:00:00",2017,3,11,10,1666,817,39.92]
["2017-03-11T11:00:00",2017,3,11,11,1667,725,44.06]
["2017-03-11T12:00:00",2017,3,11,12,1668,828,46.04]
["2017-03-11T13:00:00",2017,3,11,13,1669,886,{"v":48.019999999999996,"d":"48.02"}]
["2017-03-11T14:00:00",2017,3,11,14,1670,809,{"v":48.019999999999996,"d":"48.02"}]
["2017-03-11T15:00:00",2017,3,11,15,1671,832,48.92]
["2017-03-11T16:00:00",2017,3,11,16,1672,770,{"v":50,"d":"50.00"}]
["2017-03-11T17:00:00",2017,3,11,17,1673,692,{"v":48.019999999999996,"d":"48.02"}]
["2017-03-11T18:00:00",2017,3,11,18,1674,329,44.96]
["2017-03-11T19:00:00",2017,3,11,19,1675,0,42.08]
["2017-03-11T20:00:00",2017,3,11,20,1676,0,{"v":41,"d":"41.00"}]
["2017-03-11T21:00:00",2017,3,11,21,1677,0,39.92]
["2017-03-11T22:00:00",2017,3,11,22,1678,0,{"v":39.019999999999996,"d":"39.02"}]
["2017-03-11T23:00:00",2017,3,11,23,1679,0,35.96]
["2017-03-11",2017,3,11,24,1680,0,35.96]
["2017-03-12T01:00:00",2017,3,12,1,1681,0,35.06]
["2017-03-12T02:00:00",2017,3,12,2,1682,0,35.06]
["2017-03-12T03:00:00",2017,3,12,3,1683,0,33.98]
["2017-03-12T04:00:00",2017,3,12,4,1684,0,33.08]
["2017-03-12T05:00:00",2017,3,12,5,1685,0,{"v":32,"d":"32.00"}]
["2017-03-12T06:00:00",2017,3,12,6,1686,0,{"v":32,"d":"32.00"}]
["2017-03-12T07:00:00",2017,3,12,7,1687,12,30.02]
["2017-03-12T08:00:00",2017,3,12,8,1688,9,{"v":32,"d":"32.00"}]
["2017-03-12T09:00:00",2017,3,12,9,1689,119,33.08]
["2017-03-12T10:00:00",2017,3,12,10,1690,839,39.92]
["2017-03-12T11:00:00",2017,3,12,11,1691,905,44.96]
["2017-03-12T12:00:00",2017,3,12,12,1692,927,{"v":48.019999999999996,"d":"48.02"}]
["2017-03-12T13:00:00",2017,3,12,13,1693,887,48.92]
["2017-03-12T14:00:00",2017,3,12,14,1694,736,{"v":50,"d":"50.00"}]
["2017-03-12T15:00:00",2017,3,12,15,1695,339,51.08]
["2017-03-12T16:00:00",2017,3,12,16,1696,447,{"v":51.980000000000004,"d":"51.98"}]
["2017-03-12T17:00:00",2017,3,12,17,1697,18,51.08]
["2017-03-12T18:00:00",2017,3,12,18,1698,1,44.96]
["2017-03-12T19:00:00",2017,3,12,19,1699,0,42.08]
["2017-03-12T20:00:00",2017,3,12,20,1700,0,39.92]
["2017-03-12T21:00:00",2017,3,12,21,1701,0,{"v":41,"d":"41.00"}]
["2017-03-12T22:00:00",2017,3,12,22,1702,0,{"v":39.019999999999996,"d":"39.02"}]
["2017-03-12T23:00:00",2017,3,12,23,1703,0,37.94]
["2017-03-12",2017,3,12,24,1704,0,37.94]
["2017-03-13T01:00:00",2017,3,13,1,1705,0,37.04]
["2017-03-13T02:00:00",2017,3,13,2,1706,0,37.04]
["2017-03-13T03:00:00",2017,3,13,3,1707,0,37.04]
["2017-03-13T04:00:00",2017,3,13,4,1708,0,37.04]
["2017-03-13T05:00:00",2017,3,13,5,1709,0,35.96]
["2017-03-13T06:00:00",2017,3,13,6,1710,0,35.06]
["2017-03-13T07:00:00",2017,3,13,7,1711,65,33.98]
["2017-03-13T08:00:00",2017,3,13,8,1712,218,37.04]
["2017-03-13T09:00:00",2017,3,13,9,1713,126,42.08]
["2017-03-13T10:00:00",2017,3,13,10,1714,189,46.04]
["2017-03-13T11:00:00",2017,3,13,11,1715,300,51.08]
["2017-03-13T12:00:00",2017,3,13,12,1716,820,51.08]
["2017-03-13T13:00:00",2017,3,13,13,1717,890,{"v":51.980000000000004,"d":"51.98"}]
["2017-03-13T14:00:00",2017,3,13,14,1718,582,53.06]
["2017-03-13T15:00:00",2017,3,13,15,1719,766,{"v":51.980000000000004,"d":"51.98"}]
["2017-03-13T16:00:00",2017,3,13,16,1720,233,{"v":50,"d":"50.00"}]
["2017-03-13T17:00:00",2017,3,13,17,1721,23,{"v":50,"d":"50.00"}]
["2017-03-13T18:00:00",2017,3,13,18,1722,0,46.04]
["2017-03-13T19:00:00",2017,3,13,19,1723,0,44.96]
["2017-03-13T20:00:00",2017,3,13,20,1724,0,{"v":42.980000000000004,"d":"42.98"}]
["2017-03-13T21:00:00",2017,3,13,21,1725,0,42.08]
["2017-03-13T22:00:00",2017,3,13,22,1726,0,42.08]
["2017-03-13T23:00:00",2017,3,13,23,1727,0,42.08]
["2017-03-13",2017,3,13,24,1728,0,{"v":41,"d":"41.00"}]
["2017-03-14T01:00:00",2017,3,14,1,1729,0,39.92]
["2017-03-14T02:00:00",2017,3,14,2,1730,0,39.92]
["2017-03-14T03:00:00",2017,3,14,3,1731,0,39.92]
["2017-03-14T04:00:00",2017,3,14,4,1732,0,39.92]
["2017-03-14T05:00:00",2017,3,14,5,1733,0,{"v":39.019999999999996,"d":"39.02"}]
["2017-03-14T06:00:00",2017,3,14,6,1734,0,35.06]
["2017-03-14T07:00:00",2017,3,14,7,1735,191,33.98]
["2017-03-14T08:00:00",2017,3,14,8,1736,664,{"v":39.019999999999996,"d":"39.02"}]
["2017-03-14T09:00:00",2017,3,14,9,1737,758,44.06]
["2017-03-14T10:00:00",2017,3,14,10,1738,894,{"v":48.019999999999996,"d":"48.02"}]
["2017-03-14T11:00:00",2017,3,14,11,1739,954,51.08]
["2017-03-14T12:00:00",2017,3,14,12,1740,974,53.06]
["2017-03-14T13:00:00",2017,3,14,13,1741,970,{"v":55.040000000000006,"d":"55.04"}]
["2017-03-14T14:00:00",2017,3,14,14,1742,951,55.94]
["2017-03-14T15:00:00",2017,3,14,15,1743,506,{"v":57.019999999999996,"d":"57.02"}]
["2017-03-14T16:00:00",2017,3,14,16,1744,291,{"v":55.040000000000006,"d":"55.04"}]
["2017-03-14T17:00:00",2017,3,14,17,1745,19,53.96]
["2017-03-14T18:00:00",2017,3,14,18,1746,0,{"v":50,"d":"50.00"}]
["2017-03-14T19:00:00",2017,3,14,19,1747,0,{"v":50,"d":"50.00"}]
["2017-03-14T20:00:00",2017,3,14,20,1748,0,{"v":48.019999999999996,"d":"48.02"}]
["2017-03-14T21:00:00",2017,3,14,21,1749,0,44.96]
["2017-03-14T22:00:00",2017,3,14,22,1750,0,46.04]
["2017-03-14T23:00:00",2017,3,14,23,1751,0,46.04]
["2017-03-14",2017,3,14,24,1752,0,{"v":41,"d":"41.00"}]
["2017-03-15T01:00:00",2017,3,15,1,1753,0,{"v":41,"d":"41.00"}]
["2017-03-15T02:00:00",2017,3,15,2,1754,0,35.06]
["2017-03-15T03:00:00",2017,3,15,3,1755,0,35.06]
["2017-03-15T04:00:00",2017,3,15,4,1756,0,35.06]
["2017-03-15T05:00:00",2017,3,15,5,1757,0,33.98]
["2017-03-15T06:00:00",2017,3,15,6,1758,0,35.06]
["2017-03-15T07:00:00",2017,3,15,7,1759,251,35.06]
["2017-03-15T08:00:00",2017,3,15,8,1760,730,39.92]
["2017-03-15T09:00:00",2017,3,15,9,1761,907,46.04]
["2017-03-15T10:00:00",2017,3,15,10,1762,978,{"v":50,"d":"50.00"}]
["2017-03-15T11:00:00",2017,3,15,11,1763,995,{"v":51.980000000000004,"d":"51.98"}]
["2017-03-15T12:00:00",2017,3,15,12,1764,717,{"v":55.040000000000006,"d":"55.04"}]
["2017-03-15T13:00:00",2017,3,15,13,1765,328,55.94]
["2017-03-15T14:00:00",2017,3,15,14,1766,280,55.94]
["2017-03-15T15:00:00",2017,3,15,15,1767,195,57.92]
["2017-03-15T16:00:00",2017,3,15,16,1768,224,{"v":57.019999999999996,"d":"57.02"}]
["2017-03-15T17:00:00",2017,3,15,17,1769,645,{"v":57.019999999999996,"d":"57.02"}]
["2017-03-15T18:00:00",2017,3,15,18,1770,284,53.96]
["2017-03-15T19:00:00",2017,3,15,19,1771,0,{"v":51.980000000000004,"d":"51.98"}]
["2017-03-15T20:00:00",2017,3,15,20,1772,0,{"v":50,"d":"50.00"}]
["2017-03-15T21:00:00",2017,3,15,21,1773,0,46.94]
["2017-03-15T22:00:00",2017,3,15,22,1774,0,42.08]
["2017-03-15T23:00:00",2017,3,15,23,1775,0,{"v":41,"d":"41.00"}]
["2017-03-15",2017,3,15,24,1776,0,{"v":39.019999999999996,"d":"39.02"}]
["2017-03-16T01:00:00",2017,3,16,1,1777,0,39.92]
["2017-03-16T02:00:00",2017,3,16,2,1778,0,37.94]
["2017-03-16T03:00:00",2017,3,16,3,1779,0,37.04]
["2017-03-16T04:00:00",2017,3,16,4,1780,0,37.94]
["2017-03-16T05:00:00",2017,3,16,5,1781,0,35.96]
["2017-03-16T06:00:00",2017,3,16,6,1782,0,35.96]
["2017-03-16T07:00:00",2017,3,16,7,1783,299,37.94]
["2017-03-16T08:00:00",2017,3,16,8,1784,763,44.06]
["2017-03-16T09:00:00",2017,3,16,9,1785,904,48.92]
["2017-03-16T10:00:00",2017,3,16,10,1786,965,53.96]
["2017-03-16T11:00:00",2017,3,16,11,1787,976,55.94]
["2017-03-16T12:00:00",2017,3,16,12,1788,910,60.08]
["2017-03-16T13:00:00",2017,3,16,13,1789,894,{"v":60.980000000000004,"d":"60.98"}]
["2017-03-16T14:00:00",2017,3,16,14,1790,917,62.06]
["2017-03-16T15:00:00",2017,3,16,15,1791,449,60.08]
["2017-03-16T16:00:00",2017,3,16,16,1792,9,{"v":60.980000000000004,"d":"60.98"}]
["2017-03-16T17:00:00",2017,3,16,17,1793,1,{"v":60.980000000000004,"d":"60.98"}]
["2017-03-16T18:00:00",2017,3,16,18,1794,39,57.92]
["2017-03-16T19:00:00",2017,3,16,19,1795,0,{"v":50,"d":"50.00"}]
["2017-03-16T20:00:00",2017,3,16,20,1796,0,51.08]
["2017-03-16T21:00:00",2017,3,16,21,1797,0,{"v":50,"d":"50.00"}]
["2017-03-16T22:00:00",2017,3,16,22,1798,0,48.92]
["2017-03-16T23:00:00",2017,3,16,23,1799,0,48.92]
["2017-03-16",2017,3,16,24,1800,0,46.94]
["2017-03-17T01:00:00",2017,3,17,1,1801,0,{"v":50,"d":"50.00"}]
["2017-03-17T02:00:00",2017,3,17,2,1802,0,46.04]
["2017-03-17T03:00:00",2017,3,17,3,1803,0,{"v":48.019999999999996,"d":"48.02"}]
["2017-03-17T04:00:00",2017,3,17,4,1804,0,42.08]
["2017-03-17T05:00:00",2017,3,17,5,1805,0,{"v":39.019999999999996,"d":"39.02"}]
["2017-03-17T06:00:00",2017,3,17,6,1806,0,37.04]
["2017-03-17T07:00:00",2017,3,17,7,1807,0,39.92]
["2017-03-17T08:00:00",2017,3,17,8,1808,255,46.94]
["2017-03-17T09:00:00",2017,3,17,9,1809,46,51.08]
["2017-03-17T10:00:00",2017,3,17,10,1810,630,46.94]
["2017-03-17T11:00:00",2017,3,17,11,1811,858,{"v":51.980000000000004,"d":"51.98"}]
["2017-03-17T12:00:00",2017,3,17,12,1812,12,{"v":51.980000000000004,"d":"51.98"}]
["2017-03-17T13:00:00",2017,3,17,13,1813,434,{"v":48.019999999999996,"d":"48.02"}]
["2017-03-17T14:00:00",2017,3,17,14,1814,833,{"v":50,"d":"50.00"}]
["2017-03-17T15:00:00",2017,3,17,15,1815,141,{"v":50,"d":"50.00"}]
["2017-03-17T16:00:00",2017,3,17,16,1816,0,48.92]
["2017-03-17T17:00:00",2017,3,17,17,1817,0,48.92]
["2017-03-17T18:00:00",2017,3,17,18,1818,0,44.96]
["2017-03-17T19:00:00",2017,3,17,19,1819,0,{"v":42.980000000000004,"d":"42.98"}]
["2017-03-17T20:00:00",2017,3,17,20,1820,0,37.94]
["2017-03-17T21:00:00",2017,3,17,21,1821,0,35.96]
["2017-03-17T22:00:00",2017,3,17,22,1822,0,35.96]
["2017-03-17T23:00:00",2017,3,17,23,1823,0,35.06]
["2017-03-17",2017,3,17,24,1824,0,35.06]
["2017-03-18T01:00:00",2017,3,18,1,1825,0,{"v":32,"d":"32.00"}]
["2017-03-18T02:00:00",2017,3,18,2,1826,0,30.02]
["2017-03-18T03:00:00",2017,3,18,3,1827,0,30.02]
["2017-03-18T04:00:00",2017,3,18,4,1828,0,30.02]
["2017-03-18T05:00:00",2017,3,18,5,1829,0,28.94]
["2017-03-18T06:00:00",2017,3,18,6,1830,0,28.94]
["2017-03-18T07:00:00",2017,3,18,7,1831,3,28.04]
["2017-03-18T08:00:00",2017,3,18,8,1832,154,26.96]
["2017-03-18T09:00:00",2017,3,18,9,1833,225,30.92]
["2017-03-18T10:00:00",2017,3,18,10,1834,355,33.08]
["2017-03-18T11:00:00",2017,3,18,11,1835,784,35.06]
["2017-03-18T12:00:00",2017,3,18,12,1836,936,37.04]
["2017-03-18T13:00:00",2017,3,18,13,1837,676,39.92]
["2017-03-18T14:00:00",2017,3,18,14,1838,632,{"v":41,"d":"41.00"}]
["2017-03-18T15:00:00",2017,3,18,15,1839,701,42.08]
["2017-03-18T16:00:00",2017,3,18,16,1840,741,42.08]
["2017-03-18T17:00:00",2017,3,18,17,1841,381,44.06]
["2017-03-18T18:00:00",2017,3,18,18,1842,143,39.92]
["2017-03-18T19:00:00",2017,3,18,19,1843,0,37.94]
["2017-03-18T20:00:00",2017,3,18,20,1844,0,39.92]
["2017-03-18T21:00:00",2017,3,18,21,1845,0,37.04]
["2017-03-18T22:00:00",2017,3,18,22,1846,0,37.04]
["2017-03-18T23:00:00",2017,3,18,23,1847,0,35.96]
["2017-03-18",2017,3,18,24,1848,0,33.98]
["2017-03-19T01:00:00",2017,3,19,1,1849,0,33.08]
["2017-03-19T02:00:00",2017,3,19,2,1850,0,33.98]
["2017-03-19T03:00:00",2017,3,19,3,1851,0,33.08]
["2017-03-19T04:00:00",2017,3,19,4,1852,0,{"v":32,"d":"32.00"}]
["2017-03-19T05:00:00",2017,3,19,5,1853,0,30.92]
["2017-03-19T06:00:00",2017,3,19,6,1854,0,30.92]
["2017-03-19T07:00:00",2017,3,19,7,1855,59,30.92]
["2017-03-19T08:00:00",2017,3,19,8,1856,281,35.06]
["2017-03-19T09:00:00",2017,3,19,9,1857,330,39.92]
["2017-03-19T10:00:00",2017,3,19,10,1858,0,42.08]
["2017-03-19T11:00:00",2017,3,19,11,1859,0,44.96]
["2017-03-19T12:00:00",2017,3,19,12,1860,0,{"v":50,"d":"50.00"}]
["2017-03-19T13:00:00",2017,3,19,13,1861,521,{"v":50,"d":"50.00"}]
["2017-03-19T14:00:00",2017,3,19,14,1862,738,53.06]
["2017-03-19T15:00:00",2017,3,19,15,1863,717,{"v":51.980000000000004,"d":"51.98"}]
["2017-03-19T16:00:00",2017,3,19,16,1864,563,{"v":51.980000000000004,"d":"51.98"}]
["2017-03-19T17:00:00",2017,3,19,17,1865,219,51.08]
["2017-03-19T18:00:00",2017,3,19,18,1866,2,48.92]
["2017-03-19T19:00:00",2017,3,19,19,1867,0,44.06]
["2017-03-19T20:00:00",2017,3,19,20,1868,0,{"v":42.980000000000004,"d":"42.98"}]
["2017-03-19T21:00:00",2017,3,19,21,1869,0,42.08]
["2017-03-19T22:00:00",2017,3,19,22,1870,0,39.92]
["2017-03-19T23:00:00",2017,3,19,23,1871,0,39.92]
["2017-03-19",2017,3,19,24,1872,0,37.94]
["2017-03-20T01:00:00",2017,3,20,1,1873,0,37.94]
["2017-03-20T02:00:00",2017,3,20,2,1874,0,35.96]
["2017-03-20T03:00:00",2017,3,20,3,1875,0,35.06]
["2017-03-20T04:00:00",2017,3,20,4,1876,0,35.96]
["2017-03-20T05:00:00",2017,3,20,5,1877,0,35.06]
["2017-03-20T06:00:00",2017,3,20,6,1878,0,35.06]
["2017-03-20T07:00:00",2017,3,20,7,1879,0,33.98]
["2017-03-20T08:00:00",2017,3,20,8,1880,65,35.96]
["2017-03-20T09:00:00",2017,3,20,9,1881,410,37.94]
["2017-03-20T10:00:00",2017,3,20,10,1882,143,{"v":41,"d":"41.00"}]
["2017-03-20T11:00:00",2017,3,20,11,1883,35,42.08]
["2017-03-20T12:00:00",2017,3,20,12,1884,6,44.96]
["2017-03-20T13:00:00",2017,3,20,13,1885,65,{"v":48.019999999999996,"d":"48.02"}]
["2017-03-20T14:00:00",2017,3,20,14,1886,4,{"v":48.019999999999996,"d":"48.02"}]
["2017-03-20T15:00:00",2017,3,20,15,1887,0,46.04]
["2017-03-20T16:00:00",2017,3,20,16,1888,0,46.94]
["2017-03-20T17:00:00",2017,3,20,17,1889,0,46.94]
["2017-03-20T18:00:00",2017,3,20,18,1890,0,{"v":42.980000000000004,"d":"42.98"}]
["2017-03-20T19:00:00",2017,3,20,19,1891,0,39.92]
["2017-03-20T20:00:00",2017,3,20,20,1892,0,39.92]
["2017-03-20T21:00:00",2017,3,20,21,1893,0,39.92]
["2017-03-20T22:00:00",2017,3,20,22,1894,0,39.92]
["2017-03-20T23:00:00",2017,3,20,23,1895,0,37.94]
["2017-03-20",2017,3,20,24,1896,0,37.94]
["2017-03-21T01:00:00",2017,3,21,1,1897,0,37.04]
["2017-03-21T02:00:00",2017,3,21,2,1898,0,37.94]
["2017-03-21T03:00:00",2017,3,21,3,1899,0,37.04]
["2017-03-21T04:00:00",2017,3,21,4,1900,0,37.04]
["2017-03-21T05:00:00",2017,3,21,5,1901,0,37.04]
["2017-03-21T06:00:00",2017,3,21,6,1902,0,37.04]
["2017-03-21T07:00:00",2017,3,21,7,1903,0,37.04]
["2017-03-21T08:00:00",2017,3,21,8,1904,0,35.96]
["2017-03-21T09:00:00",2017,3,21,9,1905,0,35.06]
["2017-03-21T10:00:00",2017,3,21,10,1906,0,35.06]
["2017-03-21T11:00:00",2017,3,21,11,1907,0,35.96]
["2017-03-21T12:00:00",2017,3,21,12,1908,0,35.96]
["2017-03-21T13:00:00",2017,3,21,13,1909,0,35.96]
["2017-03-21T14:00:00",2017,3,21,14,1910,0,35.96]
["2017-03-21T15:00:00",2017,3,21,15,1911,0,35.96]
["2017-03-21T16:00:00",2017,3,21,16,1912,0,35.96]
["2017-03-21T17:00:00",2017,3,21,17,1913,0,35.96]
["2017-03-21T18:00:00",2017,3,21,18,1914,0,35.96]
["2017-03-21T19:00:00",2017,3,21,19,1915,0,33.98]
["2017-03-21T20:00:00",2017,3,21,20,1916,0,35.06]
["2017-03-21T21:00:00",2017,3,21,21,1917,0,35.06]
["2017-03-21T22:00:00",2017,3,21,22,1918,0,35.06]
["2017-03-21T23:00:00",2017,3,21,23,1919,0,35.06]
["2017-03-21",2017,3,21,24,1920,0,{"v":32,"d":"32.00"}]
["2017-03-22T01:00:00",2017,3,22,1,1921,0,{"v":32,"d":"32.00"}]
["2017-03-22T02:00:00",2017,3,22,2,1922,0,30.02]
["2017-03-22T03:00:00",2017,3,22,3,1923,0,28.04]
["2017-03-22T04:00:00",2017,3,22,4,1924,0,28.94]
["2017-03-22T05:00:00",2017,3,22,5,1925,0,28.04]
["2017-03-22T06:00:00",2017,3,22,6,1926,0,28.04]
["2017-03-22T07:00:00",2017,3,22,7,1927,345,30.92]
["2017-03-22T08:00:00",2017,3,22,8,1928,737,35.06]
["2017-03-22T09:00:00",2017,3,22,9,1929,887,37.04]
["2017-03-22T10:00:00",2017,3,22,10,1930,938,42.08]
["2017-03-22T11:00:00",2017,3,22,11,1931,762,46.94]
["2017-03-22T12:00:00",2017,3,22,12,1932,529,48.92]
["2017-03-22T13:00:00",2017,3,22,13,1933,651,51.08]
["2017-03-22T14:00:00",2017,3,22,14,1934,993,{"v":51.980000000000004,"d":"51.98"}]
["2017-03-22T15:00:00",2017,3,22,15,1935,873,53.06]
["2017-03-22T16:00:00",2017,3,22,16,1936,302,53.96]
["2017-03-22T17:00:00",2017,3,22,17,1937,272,53.06]
["2017-03-22T18:00:00",2017,3,22,18,1938,55,48.92]
["2017-03-22T19:00:00",2017,3,22,19,1939,0,44.06]
["2017-03-22T20:00:00",2017,3,22,20,1940,0,44.06]
["2017-03-22T21:00:00",2017,3,22,21,1941,0,{"v":41,"d":"41.00"}]
["2017-03-22T22:00:00",2017,3,22,22,1942,0,39.92]
["2017-03-22T23:00:00",2017,3,22,23,1943,0,39.92]
["2017-03-22",2017,3,22,24,1944,0,37.94]
["2017-03-23T01:00:00",2017,3,23,1,1945,0,37.04]
["2017-03-23T02:00:00",2017,3,23,2,1946,0,37.04]
["2017-03-23T03:00:00",2017,3,23,3,1947,0,37.94]
["2017-03-23T04:00:00",2017,3,23,4,1948,0,37.04]
["2017-03-23T05:00:00",2017,3,23,5,1949,0,37.94]
["2017-03-23T06:00:00",2017,3,23,6,1950,0,37.94]
["2017-03-23T07:00:00",2017,3,23,7,1951,0,37.94]
["2017-03-23T08:00:00",2017,3,23,8,1952,376,{"v":41,"d":"41.00"}]
["2017-03-23T09:00:00",2017,3,23,9,1953,902,46.94]
["2017-03-23T10:00:00",2017,3,23,10,1954,883,53.96]
["2017-03-23T11:00:00",2017,3,23,11,1955,847,{"v":57.019999999999996,"d":"57.02"}]
["2017-03-23T12:00:00",2017,3,23,12,1956,763,57.92]
["2017-03-23T13:00:00",2017,3,23,13,1957,632,{"v":59,"d":"59.00"}]
["2017-03-23T14:00:00",2017,3,23,14,1958,753,60.08]
["2017-03-23T15:00:00",2017,3,23,15,1959,433,57.92]
["2017-03-23T16:00:00",2017,3,23,16,1960,152,60.08]
["2017-03-23T17:00:00",2017,3,23,17,1961,375,57.92]
["2017-03-23T18:00:00",2017,3,23,18,1962,443,{"v":50,"d":"50.00"}]
["2017-03-23T19:00:00",2017,3,23,19,1963,0,48.92]
["2017-03-23T20:00:00",2017,3,23,20,1964,0,46.04]
["2017-03-23T21:00:00",2017,3,23,21,1965,0,44.06]
["2017-03-23T22:00:00",2017,3,23,22,1966,0,42.08]
["2017-03-23T23:00:00",2017,3,23,23,1967,0,46.04]
["2017-03-23",2017,3,23,24,1968,0,44.06]
["2017-03-24T01:00:00",2017,3,24,1,1969,0,{"v":42.980000000000004,"d":"42.98"}]
["2017-03-24T02:00:00",2017,3,24,2,1970,0,{"v":42.980000000000004,"d":"42.98"}]
["2017-03-24T03:00:00",2017,3,24,3,1971,0,42.08]
["2017-03-24T04:00:00",2017,3,24,4,1972,0,{"v":41,"d":"41.00"}]
["2017-03-24T05:00:00",2017,3,24,5,1973,0,{"v":39.019999999999996,"d":"39.02"}]
["2017-03-24T06:00:00",2017,3,24,6,1974,0,37.94]
["2017-03-24T07:00:00",2017,3,24,7,1975,0,37.94]
["2017-03-24T08:00:00",2017,3,24,8,1976,14,{"v":39.019999999999996,"d":"39.02"}]
["2017-03-24T09:00:00",2017,3,24,9,1977,21,{"v":41,"d":"41.00"}]
["2017-03-24T10:00:00",2017,3,24,10,1978,54,42.08]
["2017-03-24T11:00:00",2017,3,24,11,1979,27,42.08]
["2017-03-24T12:00:00",2017,3,24,12,1980,287,42.08]
["2017-03-24T13:00:00",2017,3,24,13,1981,21,46.94]
["2017-03-24T14:00:00",2017,3,24,14,1982,0,44.96]
["2017-03-24T15:00:00",2017,3,24,15,1983,0,{"v":42.980000000000004,"d":"42.98"}]
["2017-03-24T16:00:00",2017,3,24,16,1984,0,39.92]
["2017-03-24T17:00:00",2017,3,24,17,1985,0,37.94]
["2017-03-24T18:00:00",2017,3,24,18,1986,0,37.94]
["2017-03-24T19:00:00",2017,3,24,19,1987,0,37.94]
["2017-03-24T20:00:00",2017,3,24,20,1988,0,37.94]
["2017-03-24T21:00:00",2017,3,24,21,1989,0,37.04]
["2017-03-24T22:00:00",2017,3,24,22,1990,0,35.96]
["2017-03-24T23:00:00",2017,3,24,23,1991,0,37.04]
["2017-03-24",2017,3,24,24,1992,0,35.96]
["2017-03-25T01:00:00",2017,3,25,1,1993,0,35.96]
["2017-03-25T02:00:00",2017,3,25,2,1994,0,35.06]
["2017-03-25T03:00:00",2017,3,25,3,1995,0,33.98]
["2017-03-25T04:00:00",2017,3,25,4,1996,0,33.98]
["2017-03-25T05:00:00",2017,3,25,5,1997,0,33.98]
["2017-03-25T06:00:00",2017,3,25,6,1998,0,33.98]
["2017-03-25T10:00:00",2017,3,25,10,2002,885,{"v":48.019999999999996,"d":"48.02"}]
["2017-03-25T13:00:00",2017,3,25,13,2005,998,55.94]
["2017-03-25T17:00:00",2017,3,25,17,2009,86,60.08]
["2017-03-25T20:00:00",2017,3,25,20,2012,0,53.06]
["2017-03-25T23:00:00",2017,3,25,23,2015,0,46.04]
["2017-03-25",2017,3,25,24,2016,0,{"v":42.980000000000004,"d":"42.98"}]
["2017-03-26T03:00:00",2017,3,26,3,2019,0,39.92]
["2017-03-26T08:00:00",2017,3,26,8,2024,770,{"v":50,"d":"50.00"}]
["2017-03-26T11:00:00",2017,3,26,11,2027,370,66.02]
["2017-03-26T14:00:00",2017,3,26,14,2030,317,69.98]
["2017-03-26T18:00:00",2017,3,26,18,2034,337,66.92]
["2017-03-26T21:00:00",2017,3,26,21,2037,0,{"v":55.040000000000006,"d":"55.04"}]
["2017-03-26",2017,3,26,24,2040,0,{"v":50,"d":"50.00"}]
["2017-03-27T01:00:00",2017,3,27,1,2041,0,48.92]
["2017-03-27T04:00:00",2017,3,27,4,2044,0,{"v":41,"d":"41.00"}]
["2017-03-27T09:00:00",2017,3,27,9,2049,777,{"v":48.019999999999996,"d":"48.02"}]
["2017-03-27T12:00:00",2017,3,27,12,2052,882,62.06]
["2017-03-27T15:00:00",2017,3,27,15,2055,809,{"v":64.03999999999999,"d":"64.04"}]
["2017-03-27T19:00:00",2017,3,27,19,2059,7,57.92]
["2017-03-27T22:00:00",2017,3,27,22,2062,0,{"v":48.019999999999996,"d":"48.02"}]
["2017-03-27T23:00:00",2017,3,27,23,2063,0,46.94]
["2017-03-28T05:00:00",2017,3,28,5,2069,0,{"v":41,"d":"41.00"}]
["2017-03-28T06:00:00",2017,3,28,6,2070,0,{"v":41,"d":"41.00"}]
["2017-03-28T10:00:00",2017,3,28,10,2074,0,35.06]
["2017-03-28T13:00:00",2017,3,28,13,2077,0,35.96]
["2017-03-28T16:00:00",2017,3,28,16,2080,0,35.96]
["2017-03-28T20:00:00",2017,3,28,20,2084,0,35.06]
["2017-03-28T23:00:00",2017,3,28,23,2087,0,35.96]
["2017-03-28",2017,3,28,24,2088,0,37.04]
["2017-03-29T06:00:00",2017,3,29,6,2094,6,28.04]
["2017-03-29T07:00:00",2017,3,29,7,2095,483,30.02]
["2017-03-29T11:00:00",2017,3,29,11,2099,1009,{"v":51.980000000000004,"d":"51.98"}]
["2017-03-29T14:00:00",2017,3,29,14,2102,1002,{"v":59,"d":"59.00"}]
["2017-03-29T17:00:00",2017,3,29,17,2105,1,{"v":59,"d":"59.00"}]
["2017-03-29T21:00:00",2017,3,29,21,2109,0,44.96]
["2017-03-29",2017,3,29,24,2112,0,{"v":41,"d":"41.00"}]
["2017-03-30T01:00:00",2017,3,30,1,2113,0,39.92]
["2017-03-30T07:00:00",2017,3,30,7,2119,498,{"v":42.980000000000004,"d":"42.98"}]
["2017-03-30T08:00:00",2017,3,30,8,2120,797,{"v":50,"d":"50.00"}]
["2017-03-30T12:00:00",2017,3,30,12,2124,254,{"v":64.03999999999999,"d":"64.04"}]
["2017-03-30T15:00:00",2017,3,30,15,2127,26,55.94]
["2017-03-30T19:00:00",2017,3,30,19,2131,0,44.06]
["2017-03-30T22:00:00",2017,3,30,22,2134,0,39.92]
["2017-03-31T01:00:00",2017,3,31,1,2137,0,37.04]
["2017-03-31T04:00:00",2017,3,31,4,2140,0,37.04]
["2017-03-31T06:00:00",2017,3,31,6,2142,0,37.94]
["2017-03-31T09:00:00",2017,3,31,9,2145,404,44.06]
["2017-03-31T13:00:00",2017,3,31,13,2149,1052,{"v":51.980000000000004,"d":"51.98"}]
["2017-03-31T16:00:00",2017,3,31,16,2152,898,{"v":55.040000000000006,"d":"55.04"}]
["2017-03-31T20:00:00",2017,3,31,20,2156,0,{"v":50,"d":"50.00"}]
["2017-03-31T23:00:00",2017,3,31,23,2159,0,{"v":41,"d":"41.00"}]
["2017-04-01T02:00:00",2017,4,1,2,2162,0,{"v":41,"d":"41.00"}]
["2017-04-01T05:00:00",2017,4,1,5,2165,0,{"v":41,"d":"41.00"}]
["2017-04-01T07:00:00",2017,4,1,7,2167,2,42.08]
["2017-04-01T11:00:00",2017,4,1,11,2171,452,53.06]
["2017-04-01T14:00:00",2017,4,1,14,2174,98,62.96]
["2017-04-01T17:00:00",2017,4,1,17,2177,198,{"v":57.019999999999996,"d":"57.02"}]
["2017-04-01T21:00:00",2017,4,1,21,2181,0,{"v":51.980000000000004,"d":"51.98"}]
["2017-04-01",2017,4,1,24,2184,0,48.92]
["2017-04-02T02:00:00",2017,4,2,2,2186,0,48.92]
["2017-04-02T05:00:00",2017,4,2,5,2189,0,{"v":41,"d":"41.00"}]
["2017-04-02T08:00:00",2017,4,2,8,2192,198,{"v":48.019999999999996,"d":"48.02"}]
["2017-04-02T12:00:00",2017,4,2,12,2196,336,62.96]
["2017-04-02T15:00:00",2017,4,2,15,2199,170,{"v":64.03999999999999,"d":"64.04"}]
["2017-04-02T18:00:00",2017,4,2,18,2202,52,60.08]
["2017-04-02T22:00:00",2017,4,2,22,2206,0,33.08]
["2017-04-03T01:00:00",2017,4,3,1,2209,0,{"v":32,"d":"32.00"}]
["2017-04-03T03:00:00",2017,4,3,3,2211,0,{"v":32,"d":"32.00"}]
["2017-04-03T06:00:00",2017,4,3,6,2214,1,{"v":32,"d":"32.00"}]
["2017-04-03T09:00:00",2017,4,3,9,2217,0,{"v":32,"d":"32.00"}]
["2017-04-03T13:00:00",2017,4,3,13,2221,2,30.92]
["2017-04-03T16:00:00",2017,4,3,16,2224,1,30.92]
["2017-04-03T19:00:00",2017,4,3,19,2227,0,30.02]
["2017-04-03T23:00:00",2017,4,3,23,2231,0,28.94]
["2017-04-04T02:00:00",2017,4,4,2,2234,0,28.04]
["2017-04-04T04:00:00",2017,4,4,4,2236,0,{"v":26.060000000000002,"d":"26.06"}]
["2017-04-04T07:00:00",2017,4,4,7,2239,335,24.98]
["2017-04-04T10:00:00",2017,4,4,10,2242,773,35.96]
["2017-04-04T14:00:00",2017,4,4,14,2246,693,37.94]
["2017-04-04T17:00:00",2017,4,4,17,2249,423,39.92]
["2017-04-04T20:00:00",2017,4,4,20,2252,0,33.98]
["2017-04-04",2017,4,4,24,2256,0,33.98]
["2017-04-05T01:00:00",2017,4,5,1,2257,0,33.98]
["2017-04-05T05:00:00",2017,4,5,5,2261,0,33.08]
["2017-04-05T08:00:00",2017,4,5,8,2264,498,39.92]
["2017-04-05T11:00:00",2017,4,5,11,2267,811,51.08]
["2017-04-05T15:00:00",2017,4,5,15,2271,903,53.96]
["2017-04-05T18:00:00",2017,4,5,18,2274,678,{"v":50,"d":"50.00"}]
["2017-04-05T21:00:00",2017,4,5,21,2277,0,{"v":42.980000000000004,"d":"42.98"}]
["2017-04-06T01:00:00",2017,4,6,1,2281,0,37.04]
["2017-04-06T02:00:00",2017,4,6,2,2282,0,37.04]
["2017-04-06T06:00:00",2017,4,6,6,2286,76,33.98]
["2017-04-06T09:00:00",2017,4,6,9,2289,938,48.92]
["2017-04-06T12:00:00",2017,4,6,12,2292,1027,55.94]
["2017-04-06T16:00:00",2017,4,6,16,2296,946,60.08]
["2017-04-06T19:00:00",2017,4,6,19,2299,115,53.06]
["2017-04-06T23:00:00",2017,4,6,23,2303,0,44.96]
["2017-04-07T03:00:00",2017,4,7,3,2307,0,44.06]
["2017-04-07T06:00:00",2017,4,7,6,2310,16,44.06]
["2017-04-07T07:00:00",2017,4,7,7,2311,11,44.06]
["2017-04-07T10:00:00",2017,4,7,10,2314,104,{"v":57.019999999999996,"d":"57.02"}]
["2017-04-07T13:00:00",2017,4,7,13,2317,205,{"v":60.980000000000004,"d":"60.98"}]
["2017-04-07T17:00:00",2017,4,7,17,2321,263,{"v":59,"d":"59.00"}]
["2017-04-07T20:00:00",2017,4,7,20,2324,0,53.96]
["2017-04-07",2017,4,7,24,2328,0,{"v":42.980000000000004,"d":"42.98"}]
["2017-04-08T04:00:00",2017,4,8,4,2332,0,{"v":42.980000000000004,"d":"42.98"}]
["2017-04-08T07:00:00",2017,4,8,7,2335,4,44.06]
["2017-04-08T08:00:00",2017,4,8,8,2336,1,{"v":42.980000000000004,"d":"42.98"}]
["2017-04-08T11:00:00",2017,4,8,11,2339,6,46.04]
["2017-04-08T15:00:00",2017,4,8,15,2343,1,48.92]
["2017-04-08T18:00:00",2017,4,8,18,2346,47,46.94]
["2017-04-08T21:00:00",2017,4,8,21,2349,0,46.04]
["2017-04-09T01:00:00",2017,4,9,1,2353,0,44.96]
["2017-04-09T05:00:00",2017,4,9,5,2357,0,42.08]
["2017-04-09T08:00:00",2017,4,9,8,2360,145,42.08]
["2017-04-09T09:00:00",2017,4,9,9,2361,349,46.94]
["2017-04-09T12:00:00",2017,4,9,12,2364,384,{"v":57.019999999999996,"d":"57.02"}]
["2017-04-09T16:00:00",2017,4,9,16,2368,510,57.92]
["2017-04-09T19:00:00",2017,4,9,19,2371,1,48.92]
["2017-04-09T22:00:00",2017,4,9,22,2374,0,44.96]
["2017-04-10T02:00:00",2017,4,10,2,2378,0,{"v":41,"d":"41.00"}]
["2017-04-10T06:00:00",2017,4,10,6,2382,3,42.08]
["2017-04-10T09:00:00",2017,4,10,9,2385,216,48.92]
["2017-04-10T10:00:00",2017,4,10,10,2386,676,53.06]
["2017-04-10T13:00:00",2017,4,10,13,2389,560,{"v":59,"d":"59.00"}]
["2017-04-10T17:00:00",2017,4,10,17,2393,451,{"v":60.980000000000004,"d":"60.98"}]
["2017-04-10T20:00:00",2017,4,10,20,2396,0,46.94]
["2017-04-10T23:00:00",2017,4,10,23,2399,0,44.06]
["2017-04-11T03:00:00",2017,4,11,3,2403,0,{"v":41,"d":"41.00"}]
["2017-04-11T07:00:00",2017,4,11,7,2407,254,44.06]
["2017-04-11T08:00:00",2017,4,11,8,2408,81,{"v":48.019999999999996,"d":"48.02"}]
["2017-04-11T11:00:00",2017,4,11,11,2411,361,60.08]
["2017-04-11T14:00:00",2017,4,11,14,2414,269,62.06]
["2017-04-11T18:00:00",2017,4,11,18,2418,4,57.92]
["2017-04-11T21:00:00",2017,4,11,21,2421,0,{"v":42.980000000000004,"d":"42.98"}]
["2017-04-11",2017,4,11,24,2424,0,{"v":42.980000000000004,"d":"42.98"}]
["2017-04-12T05:00:00",2017,4,12,5,2429,0,{"v":41,"d":"41.00"}]
["2017-04-12T08:00:00",2017,4,12,8,2432,342,44.96]
["2017-04-12T09:00:00",2017,4,12,9,2433,566,46.94]
["2017-04-12T12:00:00",2017,4,12,12,2436,869,{"v":59,"d":"59.00"}]
["2017-04-12T15:00:00",2017,4,12,15,2439,466,64.94]
["2017-04-12T19:00:00",2017,4,12,19,2443,8,{"v":57.019999999999996,"d":"57.02"}]
["2017-04-12T22:00:00",2017,4,12,22,2446,0,53.06]
["2017-04-13T01:00:00",2017,4,13,1,2449,0,51.08]
["2017-04-13T06:00:00",2017,4,13,6,2454,21,53.96]
["2017-04-13T09:00:00",2017,4,13,9,2457,478,{"v":51.980000000000004,"d":"51.98"}]
["2017-04-13T10:00:00",2017,4,13,10,2458,66,53.96]
["2017-04-13T13:00:00",2017,4,13,13,2461,494,53.06]
["2017-04-13T16:00:00",2017,4,13,16,2464,548,{"v":50,"d":"50.00"}]
["2017-04-13T20:00:00",2017,4,13,20,2468,0,{"v":41,"d":"41.00"}]
["2017-04-13T23:00:00",2017,4,13,23,2471,0,26.96]
["2017-04-14T02:00:00",2017,4,14,2,2474,0,24.08]
["2017-04-14T07:00:00",2017,4,14,7,2479,658,37.94]
["2017-04-14T10:00:00",2017,4,14,10,2482,997,44.06]
["2017-04-14T11:00:00",2017,4,14,11,2483,1020,46.04]
["2017-04-14T14:00:00",2017,4,14,14,2486,1013,53.96]
["2017-04-14T17:00:00",2017,4,14,17,2489,780,{"v":55.040000000000006,"d":"55.04"}]
["2017-04-14T21:00:00",2017,4,14,21,2493,0,39.92]
["2017-04-14T23:00:00",2017,4,14,23,2495,0,35.96]
["2017-04-15T05:00:00",2017,4,15,5,2501,0,28.94]
["2017-04-15T08:00:00",2017,4,15,8,2504,879,37.94]
["2017-04-15T11:00:00",2017,4,15,11,2507,1015,48.92]
["2017-04-15T12:00:00",2017,4,15,12,2508,1033,53.06]
["2017-04-15T15:00:00",2017,4,15,15,2511,968,62.06]
["2017-04-15T19:00:00",2017,4,15,19,2515,212,55.94]
["2017-04-15T22:00:00",2017,4,15,22,2518,0,{"v":50,"d":"50.00"}]
["2017-04-15",2017,4,15,24,2520,0,46.94]
["2017-04-16T06:00:00",2017,4,16,6,2526,15,37.94]
["2017-04-16T09:00:00",2017,4,16,9,2529,447,46.04]
["2017-04-16T12:00:00",2017,4,16,12,2532,794,62.06]
["2017-04-16T13:00:00",2017,4,16,13,2533,131,{"v":55.040000000000006,"d":"55.04"}]
["2017-04-16T16:00:00",2017,4,16,16,2536,6,62.06]
["2017-04-16T20:00:00",2017,4,16,20,2540,0,{"v":55.040000000000006,"d":"55.04"}]
["2017-04-17T01:00:00",2017,4,17,1,2545,0,{"v":42.980000000000004,"d":"42.98"}]
["2017-04-17T03:00:00",2017,4,17,3,2547,0,39.92]
["2017-04-17T07:00:00",2017,4,17,7,2551,47,44.06]
["2017-04-17T10:00:00",2017,4,17,10,2554,735,53.96]
["2017-04-17T13:00:00",2017,4,17,13,2557,2,35.96]
["2017-04-17T14:00:00",2017,4,17,14,2558,5,37.04]
["2017-04-17T17:00:00",2017,4,17,17,2561,4,{"v":41,"d":"41.00"}]
["2017-04-17T21:00:00",2017,4,17,21,2565,0,39.92]
["2017-04-18T02:00:00",2017,4,18,2,2570,0,{"v":39.019999999999996,"d":"39.02"}]
["2017-04-18T04:00:00",2017,4,18,4,2572,0,37.94]
["2017-04-18T08:00:00",2017,4,18,8,2576,68,44.06]
["2017-04-18T11:00:00",2017,4,18,11,2579,586,51.08]
["2017-04-18T12:00:00",2017,4,18,12,2580,832,51.08]
["2017-04-18T15:00:00",2017,4,18,15,2583,491,{"v":51.980000000000004,"d":"51.98"}]
["2017-04-18T18:00:00",2017,4,18,18,2586,176,{"v":48.019999999999996,"d":"48.02"}]
["2017-04-18T22:00:00",2017,4,18,22,2590,0,42.08]
["2017-04-19T03:00:00",2017,4,19,3,2595,0,33.08]
["2017-04-19T05:00:00",2017,4,19,5,2597,0,33.08]
["2017-04-19T09:00:00",2017,4,19,9,2601,939,{"v":48.019999999999996,"d":"48.02"}]
["2017-04-19T12:00:00",2017,4,19,12,2604,714,53.96]
["2017-04-19T13:00:00",2017,4,19,13,2605,711,55.94]
["2017-04-19T16:00:00",2017,4,19,16,2608,353,57.92]
["2017-04-19T19:00:00",2017,4,19,19,2611,8,53.96]
["2017-04-19",2017,4,19,24,2616,0,{"v":48.019999999999996,"d":"48.02"}]
["2017-04-20T03:00:00",2017,4,20,3,2619,0,{"v":48.019999999999996,"d":"48.02"}]
["2017-04-20T07:00:00",2017,4,20,7,2623,62,48.92]
["2017-04-20T10:00:00",2017,4,20,10,2626,788,{"v":60.980000000000004,"d":"60.98"}]
["2017-04-20T13:00:00",2017,4,20,13,2629,476,64.94]
["2017-04-20T14:00:00",2017,4,20,14,2630,198,66.92]
["2017-04-20T17:00:00",2017,4,20,17,2633,106,{"v":64.03999999999999,"d":"64.04"}]
["2017-04-20T20:00:00",2017,4,20,20,2636,0,53.06]
["2017-04-21T01:00:00",2017,4,21,1,2641,0,44.96]
["2017-04-21T04:00:00",2017,4,21,4,2644,0,44.06]
["2017-04-21T08:00:00",2017,4,21,8,2648,82,51.08]
["2017-04-21T11:00:00",2017,4,21,11,2651,557,{"v":60.980000000000004,"d":"60.98"}]
["2017-04-21T14:00:00",2017,4,21,14,2654,263,66.02]
["2017-04-21T15:00:00",2017,4,21,15,2655,267,64.94]
["2017-04-21T18:00:00",2017,4,21,18,2658,218,{"v":64.03999999999999,"d":"64.04"}]
["2017-04-21T22:00:00",2017,4,21,22,2662,0,55.94]
["2017-04-22T02:00:00",2017,4,22,2,2666,0,51.08]
["2017-04-22T05:00:00",2017,4,22,5,2669,0,44.96]
["2017-04-22T09:00:00",2017,4,22,9,2673,887,{"v":68,"d":"68.00"}]
["2017-04-22T12:00:00",2017,4,22,12,2676,506,75.02]
["2017-04-22T15:00:00",2017,4,22,15,2679,592,{"v":77,"d":"77.00"}]
["2017-04-22T16:00:00",2017,4,22,16,2680,874,{"v":77,"d":"77.00"}]
["2017-04-22T19:00:00",2017,4,22,19,2683,13,66.02]
["2017-04-22T23:00:00",2017,4,22,23,2687,0,57.92]
["2017-04-23T03:00:00",2017,4,23,3,2691,0,{"v":55.040000000000006,"d":"55.04"}]
["2017-04-23T06:00:00",2017,4,23,6,2694,46,57.92]
["2017-04-23T10:00:00",2017,4,23,10,2698,684,{"v":71.96000000000001,"d":"71.96"}]
["2017-04-23T13:00:00",2017,4,23,13,2701,468,{"v":71.96000000000001,"d":"71.96"}]
["2017-04-23T16:00:00",2017,4,23,16,2704,194,69.98]
["2017-04-23T17:00:00",2017,4,23,17,2705,66,{"v":69.08000000000001,"d":"69.08"}]
["2017-04-23T20:00:00",2017,4,23,20,2708,0,60.08]
["2017-04-23",2017,4,23,24,2712,0,{"v":51.980000000000004,"d":"51.98"}]
["2017-04-24T04:00:00",2017,4,24,4,2716,0,46.94]
["2017-04-24T07:00:00",2017,4,24,7,2719,323,{"v":50,"d":"50.00"}]
["2017-04-24T11:00:00",2017,4,24,11,2723,873,{"v":64.03999999999999,"d":"64.04"}]
["2017-04-24T14:00:00",2017,4,24,14,2726,226,71.06]
["2017-04-24T17:00:00",2017,4,24,17,2729,619,{"v":73.03999999999999,"d":"73.04"}]
["2017-04-24T18:00:00",2017,4,24,18,2730,396,66.92]
["2017-04-24T21:00:00",2017,4,24,21,2733,0,62.06]
["2017-04-25T02:00:00",2017,4,25,2,2738,0,{"v":50,"d":"50.00"}]
["2017-04-25T05:00:00",2017,4,25,5,2741,0,53.06]
["2017-04-25T08:00:00",2017,4,25,8,2744,613,{"v":57.019999999999996,"d":"57.02"}]
["2017-04-25T12:00:00",2017,4,25,12,2748,587,66.02]
["2017-04-25T15:00:00",2017,4,25,15,2751,62,66.92]
["2017-04-25T16:00:00",2017,4,25,16,2752,63,64.94]
["2017-04-25T19:00:00",2017,4,25,19,2755,57,{"v":59,"d":"59.00"}]
["2017-04-25T22:00:00",2017,4,25,22,2758,0,48.92]
["2017-04-26T03:00:00",2017,4,26,3,2763,0,46.04]
["2017-04-26T06:00:00",2017,4,26,6,2766,28,44.96]
["2017-04-26T09:00:00",2017,4,26,9,2769,231,53.06]
["2017-04-26T13:00:00",2017,4,26,13,2773,407,46.04]
["2017-04-26T16:00:00",2017,4,26,16,2776,228,51.08]
["2017-04-26T17:00:00",2017,4,26,17,2777,76,44.06]
["2017-04-26T23:00:00",2017,4,26,23,2783,0,35.96]
["2017-04-26",2017,4,26,24,2784,0,37.94]
["2017-04-27T04:00:00",2017,4,27,4,2788,0,37.04]
["2017-04-27T07:00:00",2017,4,27,7,2791,223,35.96]
["2017-04-27T11:00:00",2017,4,27,11,2795,961,{"v":50,"d":"50.00"}]
["2017-04-27T14:00:00",2017,4,27,14,2798,967,{"v":59,"d":"59.00"}]
["2017-04-27T17:00:00",2017,4,27,17,2801,742,57.92]
["2017-04-27T18:00:00",2017,4,27,18,2802,718,55.94]
["2017-04-27",2017,4,27,24,2808,0,44.96]
["2017-04-28T01:00:00",2017,4,28,1,2809,0,42.08]
["2017-04-28T05:00:00",2017,4,28,5,2813,0,44.96]
["2017-04-28T08:00:00",2017,4,28,8,2816,565,53.96]
["2017-04-28T12:00:00",2017,4,28,12,2820,498,69.98]
["2017-04-28T15:00:00",2017,4,28,15,2823,394,71.06]
["2017-04-28T18:00:00",2017,4,28,18,2826,132,62.96]
["2017-04-28T19:00:00",2017,4,28,19,2827,51,60.08]
["2017-04-29T01:00:00",2017,4,29,1,2833,0,46.94]
["2017-04-29T02:00:00",2017,4,29,2,2834,0,44.96]
["2017-04-29T06:00:00",2017,4,29,6,2838,320,42.08]
["2017-04-29T09:00:00",2017,4,29,9,2841,929,57.92]
["2017-04-29T13:00:00",2017,4,29,13,2845,995,{"v":71.96000000000001,"d":"71.96"}]
["2017-04-29T16:00:00",2017,4,29,16,2848,943,75.92]
["2017-04-29T19:00:00",2017,4,29,19,2851,314,{"v":69.08000000000001,"d":"69.08"}]
["2017-04-29T22:00:00",2017,4,29,22,2854,0,55.94]
["2017-04-29",2017,4,29,24,2856,0,{"v":55.040000000000006,"d":"55.04"}]
["2017-04-30T04:00:00",2017,4,30,4,2860,0,{"v":48.019999999999996,"d":"48.02"}]
["2017-04-30T07:00:00",2017,4,30,7,2863,528,51.08]
["2017-04-30T10:00:00",2017,4,30,10,2866,867,{"v":64.03999999999999,"d":"64.04"}]
["2017-04-30T14:00:00",2017,4,30,14,2870,901,71.06]
["2017-04-30T17:00:00",2017,4,30,17,2873,640,{"v":71.96000000000001,"d":"71.96"}]
["2017-04-30T20:00:00",2017,4,30,20,2876,0,{"v":60.980000000000004,"d":"60.98"}]
["2017-04-30T23:00:00",2017,4,30,23,2879,0,52.16]
["2017-05-01T01:00:00",2017,5,1,1,2881,0,48.56]
["2017-05-01T05:00:00",2017,5,1,5,2885,0,{"v":42.980000000000004,"d":"42.98"}]
["2017-05-01T08:00:00",2017,5,1,8,2888,5,46.04]
["2017-05-01T11:00:00",2017,5,1,11,2891,5,51.08]
["2017-05-01T15:00:00",2017,5,1,15,2895,1,48.92]
["2017-05-01T18:00:00",2017,5,1,18,2898,42,{"v":50,"d":"50.00"}]
["2017-05-01T20:00:00",2017,5,1,20,2900,0,{"v":48.019999999999996,"d":"48.02"}]
["2017-05-01T23:00:00",2017,5,1,23,2903,0,{"v":48.019999999999996,"d":"48.02"}]
["2017-05-02T02:00:00",2017,5,2,2,2906,0,46.04]
["2017-05-02T06:00:00",2017,5,2,6,2910,5,46.04]
["2017-05-02T09:00:00",2017,5,2,9,2913,261,53.96]
["2017-05-02T12:00:00",2017,5,2,12,2916,520,{"v":57.019999999999996,"d":"57.02"}]
["2017-05-02T16:00:00",2017,5,2,16,2920,719,62.06]
["2017-05-02T19:00:00",2017,5,2,19,2923,120,57.92]
["2017-05-02T21:00:00",2017,5,2,21,2925,0,53.06]
["2017-05-02",2017,5,2,24,2928,0,{"v":50,"d":"50.00"}]
["2017-05-03T03:00:00",2017,5,3,3,2931,0,{"v":48.019999999999996,"d":"48.02"}]
["2017-05-03T07:00:00",2017,5,3,7,2935,761,{"v":50,"d":"50.00"}]
["2017-05-03T10:00:00",2017,5,3,10,2938,865,{"v":59,"d":"59.00"}]
["2017-05-03T13:00:00",2017,5,3,13,2941,197,66.02]
["2017-05-03T17:00:00",2017,5,3,17,2945,141,57.92]
["2017-05-03T20:00:00",2017,5,3,20,2948,0,55.94]
["2017-05-03T22:00:00",2017,5,3,22,2950,0,51.08]
["2017-05-04T01:00:00",2017,5,4,1,2953,0,48.92]
["2017-05-04T04:00:00",2017,5,4,4,2956,0,46.94]
["2017-05-04T08:00:00",2017,5,4,8,2960,58,48.92]
["2017-05-04T11:00:00",2017,5,4,11,2963,931,{"v":59,"d":"59.00"}]
["2017-05-04T15:00:00",2017,5,4,15,2967,748,{"v":69.08000000000001,"d":"69.08"}]
["2017-05-04T18:00:00",2017,5,4,18,2970,44,62.06]
["2017-05-04T19:00:00",2017,5,4,19,2971,75,{"v":60.980000000000004,"d":"60.98"}]
["2017-05-04T23:00:00",2017,5,4,23,2975,0,53.96]
["2017-05-05T02:00:00",2017,5,5,2,2978,0,{"v":51.980000000000004,"d":"51.98"}]
["2017-05-05T05:00:00",2017,5,5,5,2981,0,{"v":50,"d":"50.00"}]
["2017-05-05T09:00:00",2017,5,5,9,2985,45,57.92]
["2017-05-05T12:00:00",2017,5,5,12,2988,462,{"v":64.03999999999999,"d":"64.04"}]
["2017-05-05T16:00:00",2017,5,5,16,2992,472,{"v":64.03999999999999,"d":"64.04"}]
["2017-05-05T19:00:00",2017,5,5,19,2995,181,{"v":60.980000000000004,"d":"60.98"}]
["2017-05-05T20:00:00",2017,5,5,20,2996,0,{"v":57.019999999999996,"d":"57.02"}]
["2017-05-05",2017,5,5,24,3000,0,{"v":51.980000000000004,"d":"51.98"}]
["2017-05-06T03:00:00",2017,5,6,3,3003,0,{"v":51.980000000000004,"d":"51.98"}]
["2017-05-06T06:00:00",2017,5,6,6,3006,20,51.08]
["2017-05-06T10:00:00",2017,5,6,10,3010,702,64.94]
["2017-05-06T13:00:00",2017,5,6,13,3013,214,66.92]
["2017-05-06T17:00:00",2017,5,6,17,3017,116,66.02]
["2017-05-06T21:00:00",2017,5,6,21,3021,0,{"v":55.040000000000006,"d":"55.04"}]
["2017-05-06",2017,5,6,24,3024,0,{"v":50,"d":"50.00"}]
["2017-05-07T01:00:00",2017,5,7,1,3025,0,{"v":51.980000000000004,"d":"51.98"}]
["2017-05-07T04:00:00",2017,5,7,4,3028,0,{"v":48.019999999999996,"d":"48.02"}]
["2017-05-07T08:00:00",2017,5,7,8,3032,140,53.96]
["2017-05-07T11:00:00",2017,5,7,11,3035,365,{"v":59,"d":"59.00"}]
["2017-05-07T14:00:00",2017,5,7,14,3038,12,60.08]
["2017-05-07T18:00:00",2017,5,7,18,3042,3,{"v":51.980000000000004,"d":"51.98"}]
["2017-05-07T22:00:00",2017,5,7,22,3046,0,51.08]
["2017-05-08T01:00:00",2017,5,8,1,3049,0,51.08]
["2017-05-08T02:00:00",2017,5,8,2,3050,0,51.08]
["2017-05-08T05:00:00",2017,5,8,5,3053,0,51.08]
["2017-05-08T09:00:00",2017,5,8,9,3057,1,53.06]
["2017-05-08T12:00:00",2017,5,8,12,3060,0,55.94]
["2017-05-08T15:00:00",2017,5,8,15,3063,109,55.94]
["2017-05-08T19:00:00",2017,5,8,19,3067,85,53.96]
["2017-05-08T23:00:00",2017,5,8,23,3071,0,{"v":48.019999999999996,"d":"48.02"}]
["2017-05-08",2017,5,8,24,3072,0,46.94]
["2017-05-09T03:00:00",2017,5,9,3,3075,0,44.96]
["2017-05-09T06:00:00",2017,5,9,6,3078,2,46.04]
["2017-05-09T10:00:00",2017,5,9,10,3082,759,62.96]
["2017-05-09T13:00:00",2017,5,9,13,3085,791,66.92]
["2017-05-09T16:00:00",2017,5,9,16,3088,86,66.92]
["2017-05-09T20:00:00",2017,5,9,20,3092,0,{"v":55.040000000000006,"d":"55.04"}]
["2017-05-09",2017,5,9,24,3096,0,{"v":51.980000000000004,"d":"51.98"}]
["2017-05-10T01:00:00",2017,5,10,1,3097,0,{"v":51.980000000000004,"d":"51.98"}]
["2017-05-10T04:00:00",2017,5,10,4,3100,0,{"v":48.019999999999996,"d":"48.02"}]
["2017-05-10T07:00:00",2017,5,10,7,3103,580,{"v":55.040000000000006,"d":"55.04"}]
["2017-05-10T11:00:00",2017,5,10,11,3107,670,66.02]
["2017-05-10T14:00:00",2017,5,10,14,3110,506,69.98]
["2017-05-10T17:00:00",2017,5,10,17,3113,11,66.92]
["2017-05-10T21:00:00",2017,5,10,21,3117,0,{"v":55.040000000000006,"d":"55.04"}]
["2017-05-11T01:00:00",2017,5,11,1,3121,0,{"v":50,"d":"50.00"}]
["2017-05-11T02:00:00",2017,5,11,2,3122,0,48.92]
["2017-05-11T05:00:00",2017,5,11,5,3125,0,46.94]
["2017-05-11T08:00:00",2017,5,11,8,3128,12,{"v":48.019999999999996,"d":"48.02"}]
["2017-05-11T12:00:00",2017,5,11,12,3132,1,48.92]
["2017-05-11T15:00:00",2017,5,11,15,3135,0,{"v":48.019999999999996,"d":"48.02"}]
["2017-05-11T19:00:00",2017,5,11,19,3139,1,44.96]
["2017-05-11T22:00:00",2017,5,11,22,3142,0,44.06]
["2017-05-12T02:00:00",2017,5,12,2,3146,0,46.04]
["2017-05-12T03:00:00",2017,5,12,3,3147,0,46.04]
["2017-05-12T06:00:00",2017,5,12,6,3150,0,{"v":41,"d":"41.00"}]
["2017-05-12T09:00:00",2017,5,12,9,3153,287,44.96]
["2017-05-12T13:00:00",2017,5,12,13,3157,648,60.08]
["2017-05-12T16:00:00",2017,5,12,16,3160,569,{"v":60.980000000000004,"d":"60.98"}]
["2017-05-12T19:00:00",2017,5,12,19,3163,5,{"v":48.019999999999996,"d":"48.02"}]
["2017-05-12",2017,5,12,24,3168,0,{"v":42.980000000000004,"d":"42.98"}]
["2017-05-13T03:00:00",2017,5,13,3,3171,0,39.92]
["2017-05-13T04:00:00",2017,5,13,4,3172,0,39.92]
["2017-05-13T07:00:00",2017,5,13,7,3175,249,44.06]
["2017-05-13T11:00:00",2017,5,13,11,3179,882,{"v":55.040000000000006,"d":"55.04"}]
["2017-05-13T14:00:00",2017,5,13,14,3182,600,{"v":59,"d":"59.00"}]
["2017-05-13T17:00:00",2017,5,13,17,3185,188,{"v":59,"d":"59.00"}]
["2017-05-13T20:00:00",2017,5,13,20,3188,0,{"v":51.980000000000004,"d":"51.98"}]
["2017-05-14T01:00:00",2017,5,14,1,3193,0,{"v":48.019999999999996,"d":"48.02"}]
["2017-05-14T04:00:00",2017,5,14,4,3196,0,42.08]
["2017-05-14T05:00:00",2017,5,14,5,3197,3,42.08]
["2017-05-14T08:00:00",2017,5,14,8,3200,606,{"v":50,"d":"50.00"}]
["2017-05-14T12:00:00",2017,5,14,12,3204,662,60.08]
["2017-05-14T15:00:00",2017,5,14,15,3207,10,57.92]
["2017-05-14T17:00:00",2017,5,14,17,3209,4,{"v":51.980000000000004,"d":"51.98"}]
["2017-05-14T23:00:00",2017,5,14,23,3215,0,{"v":50,"d":"50.00"}]
["2017-05-15T02:00:00",2017,5,15,2,3218,0,48.92]
["2017-05-15T05:00:00",2017,5,15,5,3221,0,48.92]
["2017-05-15T06:00:00",2017,5,15,6,3222,1,{"v":48.019999999999996,"d":"48.02"}]
["2017-05-15T09:00:00",2017,5,15,9,3225,1,{"v":50,"d":"50.00"}]
["2017-05-15T13:00:00",2017,5,15,13,3229,1,{"v":51.980000000000004,"d":"51.98"}]
["2017-05-15T16:00:00",2017,5,15,16,3232,1,51.08]
["2017-05-15T18:00:00",2017,5,15,18,3234,1,{"v":50,"d":"50.00"}]
["2017-05-15",2017,5,15,24,3240,0,44.06]
["2017-05-16T03:00:00",2017,5,16,3,3243,0,{"v":42.980000000000004,"d":"42.98"}]
["2017-05-16T04:00:00",2017,5,16,4,3244,0,{"v":42.980000000000004,"d":"42.98"}]
["2017-05-16T07:00:00",2017,5,16,7,3247,1,42.08]
["2017-05-16T10:00:00",2017,5,16,10,3250,97,46.94]
["2017-05-16T14:00:00",2017,5,16,14,3254,760,{"v":55.040000000000006,"d":"55.04"}]
["2017-05-16T17:00:00",2017,5,16,17,3257,14,51.08]
["2017-05-16T19:00:00",2017,5,16,19,3259,4,48.92]
["2017-05-17T01:00:00",2017,5,17,1,3265,0,44.96]
["2017-05-17T04:00:00",2017,5,17,4,3268,0,44.06]
["2017-05-17T05:00:00",2017,5,17,5,3269,0,{"v":42.980000000000004,"d":"42.98"}]
["2017-05-17T08:00:00",2017,5,17,8,3272,2,42.08]
["2017-05-17T11:00:00",2017,5,17,11,3275,0,42.08]
["2017-05-17T15:00:00",2017,5,17,15,3279,0,{"v":42.980000000000004,"d":"42.98"}]
["2017-05-17T20:00:00",2017,5,17,20,3284,0,44.06]
["2017-05-17T22:00:00",2017,5,17,22,3286,0,{"v":42.980000000000004,"d":"42.98"}]
["2017-05-18T02:00:00",2017,5,18,2,3290,0,{"v":42.980000000000004,"d":"42.98"}]
["2017-05-18T05:00:00",2017,5,18,5,3293,6,42.08]
["2017-05-18T06:00:00",2017,5,18,6,3294,161,{"v":41,"d":"41.00"}]
["2017-05-18T09:00:00",2017,5,18,9,3297,736,53.06]
["2017-05-18T12:00:00",2017,5,18,12,3300,696,{"v":57.019999999999996,"d":"57.02"}]
["2017-05-18T16:00:00",2017,5,18,16,3304,488,60.08]
["2017-05-18T21:00:00",2017,5,18,21,3309,0,51.08]
["2017-05-18",2017,5,18,24,3312,0,51.08]
["2017-05-19T03:00:00",2017,5,19,3,3315,0,44.96]
["2017-05-19T06:00:00",2017,5,19,6,3318,149,44.96]
["2017-05-19T07:00:00",2017,5,19,7,3319,8,48.92]
["2017-05-19T10:00:00",2017,5,19,10,3322,495,60.08]
["2017-05-19T13:00:00",2017,5,19,13,3325,752,{"v":68,"d":"68.00"}]
["2017-05-19T18:00:00",2017,5,19,18,3330,40,64.94]
["2017-05-19T21:00:00",2017,5,19,21,3333,0,{"v":55.040000000000006,"d":"55.04"}]
["2017-05-20T01:00:00",2017,5,20,1,3337,0,{"v":51.980000000000004,"d":"51.98"}]
["2017-05-20T04:00:00",2017,5,20,4,3340,0,{"v":50,"d":"50.00"}]
["2017-05-20T07:00:00",2017,5,20,7,3343,574,{"v":57.019999999999996,"d":"57.02"}]
["2017-05-20T08:00:00",2017,5,20,8,3344,791,62.06]
["2017-05-20T11:00:00",2017,5,20,11,3347,859,69.98]
["2017-05-20T15:00:00",2017,5,20,15,3351,727,{"v":71.96000000000001,"d":"71.96"}]
["2017-05-20T19:00:00",2017,5,20,19,3355,270,66.02]
["2017-05-20T22:00:00",2017,5,20,22,3358,0,60.08]
["2017-05-21T02:00:00",2017,5,21,2,3362,0,53.96]
["2017-05-21T05:00:00",2017,5,21,5,3365,26,{"v":51.980000000000004,"d":"51.98"}]
["2017-05-21T08:00:00",2017,5,21,8,3368,855,{"v":64.03999999999999,"d":"64.04"}]
["2017-05-21T09:00:00",2017,5,21,9,3369,906,{"v":68,"d":"68.00"}]
["2017-05-21T12:00:00",2017,5,21,12,3372,962,75.02]
["2017-05-21T16:00:00",2017,5,21,16,3376,899,{"v":78.08000000000001,"d":"78.08"}]
["2017-05-21T20:00:00",2017,5,21,20,3380,29,{"v":68,"d":"68.00"}]
["2017-05-21T23:00:00",2017,5,21,23,3383,0,62.06]
["2017-05-22T03:00:00",2017,5,22,3,3387,0,{"v":57.019999999999996,"d":"57.02"}]
["2017-05-22T06:00:00",2017,5,22,6,3390,409,55.94]
["2017-05-22T09:00:00",2017,5,22,9,3393,881,{"v":68,"d":"68.00"}]
["2017-05-22T10:00:00",2017,5,22,10,3394,911,71.06]
["2017-05-22T13:00:00",2017,5,22,13,3397,831,78.98]
["2017-05-22T17:00:00",2017,5,22,17,3401,508,{"v":77,"d":"77.00"}]
["2017-05-22T21:00:00",2017,5,22,21,3405,0,66.92]
["2017-05-22",2017,5,22,24,3408,0,62.96]
["2017-05-23T04:00:00",2017,5,23,4,3412,0,55.94]
["2017-05-23T07:00:00",2017,5,23,7,3415,693,{"v":59,"d":"59.00"}]
["2017-05-23T08:00:00",2017,5,23,8,3416,819,{"v":60.980000000000004,"d":"60.98"}]
["2017-05-23T11:00:00",2017,5,23,11,3419,925,69.98]
["2017-05-23T14:00:00",2017,5,23,14,3422,876,78.98]
["2017-05-23T18:00:00",2017,5,23,18,3426,497,78.98]
["2017-05-23T22:00:00",2017,5,23,22,3430,0,66.92]
["2017-05-24T01:00:00",2017,5,24,1,3433,0,60.08]
["2017-05-24T05:00:00",2017,5,24,5,3437,20,53.06]
["2017-05-24T08:00:00",2017,5,24,8,3440,832,62.06]
["2017-05-24T09:00:00",2017,5,24,9,3441,892,{"v":64.03999999999999,"d":"64.04"}]
["2017-05-24T12:00:00",2017,5,24,12,3444,882,{"v":77,"d":"77.00"}]
["2017-05-24T15:00:00",2017,5,24,15,3447,787,78.98]
["2017-05-24T20:00:00",2017,5,24,20,3452,9,71.06]
["2017-05-24T23:00:00",2017,5,24,23,3455,0,62.96]
["2017-05-25T02:00:00",2017,5,25,2,3458,0,53.06]
["2017-05-25T06:00:00",2017,5,25,6,3462,583,46.94]
["2017-05-25T09:00:00",2017,5,25,9,3465,974,57.92]
["2017-05-25T10:00:00",2017,5,25,10,3466,1002,62.96]
["2017-05-25T13:00:00",2017,5,25,13,3469,1035,71.06]
["2017-05-25T16:00:00",2017,5,25,16,3472,969,75.92]
["2017-05-25T21:00:00",2017,5,25,21,3477,0,{"v":60.980000000000004,"d":"60.98"}]
["2017-05-25",2017,5,25,24,3480,0,48.92]
["2017-05-26T04:00:00",2017,5,26,4,3484,0,44.06]
["2017-05-26T07:00:00",2017,5,26,7,3487,417,48.92]
["2017-05-26T10:00:00",2017,5,26,10,3490,470,{"v":60.980000000000004,"d":"60.98"}]
["2017-05-26T11:00:00",2017,5,26,11,3491,559,66.02]
["2017-05-26T14:00:00",2017,5,26,14,3494,475,71.06]
["2017-05-26T17:00:00",2017,5,26,17,3497,515,75.92]
["2017-05-26T22:00:00",2017,5,26,22,3502,0,{"v":60.980000000000004,"d":"60.98"}]
["2017-05-27T01:00:00",2017,5,27,1,3505,0,53.06]
["2017-05-27T05:00:00",2017,5,27,5,3509,22,48.92]
["2017-05-27T08:00:00",2017,5,27,8,3512,622,{"v":60.980000000000004,"d":"60.98"}]
["2017-05-27T11:00:00",2017,5,27,11,3515,748,73.94]
["2017-05-27T12:00:00",2017,5,27,12,3516,829,{"v":78.08000000000001,"d":"78.08"}]
["2017-05-27T18:00:00",2017,5,27,18,3522,280,66.92]
["2017-05-27T20:00:00",2017,5,27,20,3524,22,62.06]
["2017-05-27T23:00:00",2017,5,27,23,3527,0,60.08]
["2017-05-28T02:00:00",2017,5,28,2,3530,0,55.94]
["2017-05-28T06:00:00",2017,5,28,6,3534,585,{"v":55.040000000000006,"d":"55.04"}]
["2017-05-28T09:00:00",2017,5,28,9,3537,967,71.06]
["2017-05-28T12:00:00",2017,5,28,12,3540,1017,{"v":78.08000000000001,"d":"78.08"}]
["2017-05-28T13:00:00",2017,5,28,13,3541,1017,80.06]
["2017-05-28T19:00:00",2017,5,28,19,3547,227,75.92]
["2017-05-28T21:00:00",2017,5,28,21,3549,0,64.94]
["2017-05-28",2017,5,28,24,3552,0,{"v":57.019999999999996,"d":"57.02"}]
["2017-05-29T03:00:00",2017,5,29,3,3555,0,51.08]
["2017-05-29T07:00:00",2017,5,29,7,3559,603,60.08]
["2017-05-29T10:00:00",2017,5,29,10,3562,784,69.98]
["2017-05-29T13:00:00",2017,5,29,13,3565,489,69.98]
["2017-05-29T16:00:00",2017,5,29,16,3568,823,64.94]
["2017-05-29T18:00:00",2017,5,29,18,3570,541,66.02]
["2017-05-29T22:00:00",2017,5,29,22,3574,0,51.08]
["2017-05-30T01:00:00",2017,5,30,1,3577,0,48.92]
["2017-05-30T04:00:00",2017,5,30,4,3580,0,46.04]
["2017-05-30T08:00:00",2017,5,30,8,3584,877,57.92]
["2017-05-30T11:00:00",2017,5,30,11,3587,983,69.98]
["2017-05-30T12:00:00",2017,5,30,12,3588,997,71.06]
["2017-05-30T17:00:00",2017,5,30,17,3593,56,75.02]
["2017-05-30T19:00:00",2017,5,30,19,3595,39,69.98]
["2017-05-30T23:00:00",2017,5,30,23,3599,0,{"v":60.980000000000004,"d":"60.98"}]
["2017-05-31T02:00:00",2017,5,31,2,3602,0,55.94]
["2017-05-31T05:00:00",2017,5,31,5,3605,57,{"v":50,"d":"50.00"}]
["2017-05-31T09:00:00",2017,5,31,9,3609,939,66.02]
["2017-05-31T12:00:00",2017,5,31,12,3612,1004,{"v":78.08000000000001,"d":"78.08"}]
["2017-05-31T13:00:00",2017,5,31,13,3613,1002,80.06]
["2017-05-31T18:00:00",2017,5,31,18,3618,766,{"v":78.08000000000001,"d":"78.08"}]
["2017-05-31T20:00:00",2017,5,31,20,3620,47,71.06]
["2017-05-31",2017,5,31,24,3624,0,54.68]
["2017-06-01T03:00:00",2017,6,1,3,3627,0,45.14]
["2017-06-01T07:00:00",2017,6,1,7,3631,686,48.92]
["2017-06-01T10:00:00",2017,6,1,10,3634,919,{"v":55.040000000000006,"d":"55.04"}]
["2017-06-01T13:00:00",2017,6,1,13,3637,715,{"v":64.03999999999999,"d":"64.04"}]
["2017-06-01T15:00:00",2017,6,1,15,3639,504,53.96]
["2017-06-01T18:00:00",2017,6,1,18,3642,68,{"v":51.980000000000004,"d":"51.98"}]
["2017-06-01T21:00:00",2017,6,1,21,3645,0,51.08]
["2017-06-02T01:00:00",2017,6,2,1,3649,0,{"v":50,"d":"50.00"}]
["2017-06-02T04:00:00",2017,6,2,4,3652,0,46.04]
["2017-06-02T08:00:00",2017,6,2,8,3656,843,{"v":57.019999999999996,"d":"57.02"}]
["2017-06-02T11:00:00",2017,6,2,11,3659,957,64.94]
["2017-06-02T14:00:00",2017,6,2,14,3662,916,69.98]
["2017-06-02T16:00:00",2017,6,2,16,3664,815,69.98]
["2017-06-02T19:00:00",2017,6,2,19,3667,246,62.96]
["2017-06-02T22:00:00",2017,6,2,22,3670,0,57.92]
["2017-06-03T02:00:00",2017,6,3,2,3674,0,53.06]
["2017-06-03T05:00:00",2017,6,3,5,3677,34,{"v":50,"d":"50.00"}]
["2017-06-03T09:00:00",2017,6,3,9,3681,901,{"v":69.08000000000001,"d":"69.08"}]
["2017-06-03T12:00:00",2017,6,3,12,3684,946,75.02]
["2017-06-03T13:00:00",2017,6,3,13,3685,947,75.92]
["2017-06-03T17:00:00",2017,6,3,17,3689,410,{"v":77,"d":"77.00"}]
["2017-06-03T20:00:00",2017,6,3,20,3692,0,{"v":68,"d":"68.00"}]
["2017-06-03",2017,6,3,24,3696,0,{"v":59,"d":"59.00"}]
["2017-06-04T03:00:00",2017,6,4,3,3699,0,55.94]
["2017-06-04T06:00:00",2017,6,4,6,3702,413,57.92]
["2017-06-04T10:00:00",2017,6,4,10,3706,344,75.02]
["2017-06-04T13:00:00",2017,6,4,13,3709,763,{"v":78.08000000000001,"d":"78.08"}]
["2017-06-04T14:00:00",2017,6,4,14,3710,860,78.98]
["2017-06-04T18:00:00",2017,6,4,18,3714,521,{"v":73.03999999999999,"d":"73.04"}]
["2017-06-04T21:00:00",2017,6,4,21,3717,0,66.92]
["2017-06-05T01:00:00",2017,6,5,1,3721,0,57.92]
["2017-06-05T04:00:00",2017,6,5,4,3724,0,55.94]
["2017-06-05T07:00:00",2017,6,5,7,3727,673,66.02]
["2017-06-05T11:00:00",2017,6,5,11,3731,926,80.06]
["2017-06-05T14:00:00",2017,6,5,14,3734,907,84.92]
["2017-06-05T15:00:00",2017,6,5,15,3735,719,84.92]
["2017-06-05T19:00:00",2017,6,5,19,3739,255,{"v":77,"d":"77.00"}]
["2017-06-05T22:00:00",2017,6,5,22,3742,0,{"v":69.08000000000001,"d":"69.08"}]
["2017-06-06T02:00:00",2017,6,6,2,3746,0,62.96]
["2017-06-06T05:00:00",2017,6,6,5,3749,43,{"v":55.040000000000006,"d":"55.04"}]
["2017-06-06T08:00:00",2017,6,6,8,3752,848,{"v":71.96000000000001,"d":"71.96"}]
["2017-06-06T12:00:00",2017,6,6,12,3756,912,78.98]
["2017-06-06T16:00:00",2017,6,6,16,3760,693,{"v":80.96000000000001,"d":"80.96"}]
["2017-06-06T17:00:00",2017,6,6,17,3761,714,78.98]
["2017-06-06T20:00:00",2017,6,6,20,3764,0,{"v":68,"d":"68.00"}]
["2017-06-06T23:00:00",2017,6,6,23,3767,0,{"v":57.019999999999996,"d":"57.02"}]
["2017-06-07T03:00:00",2017,6,7,3,3771,0,57.92]
["2017-06-07T06:00:00",2017,6,7,6,3774,2,57.92]
["2017-06-07T09:00:00",2017,6,7,9,3777,0,53.06]
["2017-06-07T13:00:00",2017,6,7,13,3781,1,{"v":50,"d":"50.00"}]
["2017-06-07T17:00:00",2017,6,7,17,3785,0,46.94]
["2017-06-07T18:00:00",2017,6,7,18,3786,0,44.96]
["2017-06-07T21:00:00",2017,6,7,21,3789,0,44.96]
["2017-06-07",2017,6,7,24,3792,0,{"v":42.980000000000004,"d":"42.98"}]
["2017-06-08T04:00:00",2017,6,8,4,3796,0,42.08]
["2017-06-08T07:00:00",2017,6,8,7,3799,0,{"v":42.980000000000004,"d":"42.98"}]
["2017-06-08T11:00:00",2017,6,8,11,3803,2,{"v":48.019999999999996,"d":"48.02"}]
["2017-06-08T14:00:00",2017,6,8,14,3806,0,48.92]
["2017-06-08T18:00:00",2017,6,8,18,3810,0,46.94]
["2017-06-08T19:00:00",2017,6,8,19,3811,0,46.04]
["2017-06-08T22:00:00",2017,6,8,22,3814,0,44.96]
["2017-06-09T01:00:00",2017,6,9,1,3817,0,44.96]
["2017-06-09T05:00:00",2017,6,9,5,3821,0,44.06]
["2017-06-09T08:00:00",2017,6,9,8,3824,0,42.08]
["2017-06-09T12:00:00",2017,6,9,12,3828,1,48.92]
["2017-06-09T15:00:00",2017,6,9,15,3831,199,{"v":55.040000000000006,"d":"55.04"}]
["2017-06-09T19:00:00",2017,6,9,19,3835,498,57.92]
["2017-06-09T20:00:00",2017,6,9,20,3836,0,51.08]
["2017-06-09T23:00:00",2017,6,9,23,3839,0,46.04]
["2017-06-10T02:00:00",2017,6,10,2,3842,0,{"v":42.980000000000004,"d":"42.98"}]
["2017-06-10T06:00:00",2017,6,10,6,3846,530,46.94]
["2017-06-10T09:00:00",2017,6,10,9,3849,949,{"v":64.03999999999999,"d":"64.04"}]
["2017-06-10T13:00:00",2017,6,10,13,3853,990,69.98]
["2017-06-10T16:00:00",2017,6,10,16,3856,883,{"v":71.96000000000001,"d":"71.96"}]
["2017-06-10T20:00:00",2017,6,10,20,3860,0,{"v":64.03999999999999,"d":"64.04"}]
["2017-06-10T21:00:00",2017,6,10,21,3861,0,62.96]
["2017-06-10",2017,6,10,24,3864,0,53.96]
["2017-06-11T04:00:00",2017,6,11,4,3868,0,48.92]
["2017-06-11T07:00:00",2017,6,11,7,3871,755,{"v":60.980000000000004,"d":"60.98"}]
["2017-06-11T10:00:00",2017,6,11,10,3874,943,73.94]
["2017-06-11T13:00:00",2017,6,11,13,3877,952,{"v":78.08000000000001,"d":"78.08"}]
["2017-06-11T18:00:00",2017,6,11,18,3882,311,{"v":77,"d":"77.00"}]
["2017-06-11T21:00:00",2017,6,11,21,3885,0,64.94]
["2017-06-11T22:00:00",2017,6,11,22,3886,0,62.06]
["2017-06-12T01:00:00",2017,6,12,1,3889,0,57.92]
["2017-06-12T05:00:00",2017,6,12,5,3893,66,{"v":57.019999999999996,"d":"57.02"}]
["2017-06-12T08:00:00",2017,6,12,8,3896,876,69.98]
["2017-06-12T11:00:00",2017,6,12,11,3899,716,{"v":82.03999999999999,"d":"82.04"}]
["2017-06-12T14:00:00",2017,6,12,14,3902,876,84.02]
["2017-06-12T19:00:00",2017,6,12,19,3907,377,75.92]
["2017-06-12T22:00:00",2017,6,12,22,3910,0,{"v":69.08000000000001,"d":"69.08"}]
["2017-06-12T23:00:00",2017,6,12,23,3911,0,64.94]
["2017-06-13T02:00:00",2017,6,13,2,3914,0,{"v":59,"d":"59.00"}]
["2017-06-13T06:00:00",2017,6,13,6,3918,582,62.06]
["2017-06-13T09:00:00",2017,6,13,9,3921,954,{"v":78.08000000000001,"d":"78.08"}]
["2017-06-13T11:00:00",2017,6,13,11,3923,974,84.92]
["2017-06-13T17:00:00",2017,6,13,17,3929,391,84.02]
["2017-06-13T20:00:00",2017,6,13,20,3932,0,{"v":73.03999999999999,"d":"73.04"}]
["2017-06-13T21:00:00",2017,6,13,21,3933,0,71.06]
["2017-06-13",2017,6,13,24,3936,0,64.94]
["2017-06-14T03:00:00",2017,6,14,3,3939,0,{"v":59,"d":"59.00"}]
["2017-06-14T07:00:00",2017,6,14,7,3943,12,69.98]
["2017-06-14T10:00:00",2017,6,14,10,3946,119,{"v":80.96000000000001,"d":"80.96"}]
["2017-06-14T12:00:00",2017,6,14,12,3948,127,84.92]
["2017-06-14T18:00:00",2017,6,14,18,3954,68,{"v":78.08000000000001,"d":"78.08"}]
["2017-06-14T21:00:00",2017,6,14,21,3957,0,{"v":69.08000000000001,"d":"69.08"}]
["2017-06-14T22:00:00",2017,6,14,22,3958,0,64.94]
["2017-06-15T01:00:00",2017,6,15,1,3961,0,64.94]
["2017-06-15T04:00:00",2017,6,15,4,3964,0,57.92]
["2017-06-15T08:00:00",2017,6,15,8,3968,41,{"v":69.08000000000001,"d":"69.08"}]
["2017-06-15T11:00:00",2017,6,15,11,3971,21,75.02]
["2017-06-15T13:00:00",2017,6,15,13,3973,210,80.06]
["2017-06-15T19:00:00",2017,6,15,19,3979,43,{"v":71.96000000000001,"d":"71.96"}]
["2017-06-15T22:00:00",2017,6,15,22,3982,0,{"v":60.980000000000004,"d":"60.98"}]
["2017-06-15T23:00:00",2017,6,15,23,3983,0,{"v":59,"d":"59.00"}]
["2017-06-16T02:00:00",2017,6,16,2,3986,0,55.94]
["2017-06-16T05:00:00",2017,6,16,5,3989,54,51.08]
["2017-06-16T09:00:00",2017,6,16,9,3993,901,{"v":68,"d":"68.00"}]
["2017-06-16T14:00:00",2017,6,16,14,3998,229,{"v":78.08000000000001,"d":"78.08"}]
["2017-06-16T17:00:00",2017,6,16,17,4001,535,73.94]
["2017-06-16T20:00:00",2017,6,16,20,4004,0,66.02]
["2017-06-16T23:00:00",2017,6,16,23,4007,0,62.06]
["2017-06-16",2017,6,16,24,4008,0,60.08]
["2017-06-17T03:00:00",2017,6,17,3,4011,0,{"v":55.040000000000006,"d":"55.04"}]
["2017-06-17T06:00:00",2017,6,17,6,4014,213,55.94]
["2017-06-17T10:00:00",2017,6,17,10,4018,901,66.92]
["2017-06-17T15:00:00",2017,6,17,15,4023,0,71.06]
["2017-06-17T18:00:00",2017,6,17,18,4026,5,{"v":73.03999999999999,"d":"73.04"}]
["2017-06-17T21:00:00",2017,6,17,21,4029,0,60.08]
["2017-06-17",2017,6,17,24,4032,0,{"v":59,"d":"59.00"}]
["2017-06-18T01:00:00",2017,6,18,1,4033,0,60.08]
["2017-06-18T04:00:00",2017,6,18,4,4036,0,{"v":59,"d":"59.00"}]
["2017-06-18T08:00:00",2017,6,18,8,4040,398,64.94]
["2017-06-18T12:00:00",2017,6,18,12,4044,693,78.98]
["2017-06-18T15:00:00",2017,6,18,15,4047,31,{"v":77,"d":"77.00"}]
["2017-06-18T19:00:00",2017,6,18,19,4051,33,66.02]
["2017-06-18T22:00:00",2017,6,18,22,4054,0,{"v":60.980000000000004,"d":"60.98"}]
["2017-06-19T01:00:00",2017,6,19,1,4057,0,{"v":55.040000000000006,"d":"55.04"}]
["2017-06-19T02:00:00",2017,6,19,2,4058,0,{"v":55.040000000000006,"d":"55.04"}]
["2017-06-19T05:00:00",2017,6,19,5,4061,0,{"v":48.019999999999996,"d":"48.02"}]
["2017-06-19T09:00:00",2017,6,19,9,4065,768,60.08]
["2017-06-19T13:00:00",2017,6,19,13,4069,886,{"v":64.03999999999999,"d":"64.04"}]
["2017-06-19T16:00:00",2017,6,19,16,4072,412,66.02]
["2017-06-19T20:00:00",2017,6,19,20,4076,0,62.06]
["2017-06-19T23:00:00",2017,6,19,23,4079,0,62.96]
["2017-06-19",2017,6,19,24,4080,0,{"v":60.980000000000004,"d":"60.98"}]
["2017-06-20T03:00:00",2017,6,20,3,4083,0,48.92]
["2017-06-20T06:00:00",2017,6,20,6,4086,387,{"v":51.980000000000004,"d":"51.98"}]
["2017-06-20T10:00:00",2017,6,20,10,4090,971,{"v":73.03999999999999,"d":"73.04"}]
["2017-06-20T14:00:00",2017,6,20,14,4094,999,78.98]
["2017-06-20T17:00:00",2017,6,20,17,4097,875,80.06]
["2017-06-20T21:00:00",2017,6,20,21,4101,0,66.02]
["2017-06-20",2017,6,20,24,4104,0,{"v":60.980000000000004,"d":"60.98"}]
["2017-06-21T01:00:00",2017,6,21,1,4105,0,{"v":57.019999999999996,"d":"57.02"}]
["2017-06-21T04:00:00",2017,6,21,4,4108,0,{"v":51.980000000000004,"d":"51.98"}]
["2017-06-21T07:00:00",2017,6,21,7,4111,795,62.96]
["2017-06-21T11:00:00",2017,6,21,11,4115,984,80.06]
["2017-06-21T15:00:00",2017,6,21,15,4119,907,{"v":86,"d":"86.00"}]
["2017-06-21T18:00:00",2017,6,21,18,4122,498,{"v":82.03999999999999,"d":"82.04"}]
["2017-06-21T22:00:00",2017,6,21,22,4126,0,{"v":64.03999999999999,"d":"64.04"}]
["2017-06-22T01:00:00",2017,6,22,1,4129,0,{"v":57.019999999999996,"d":"57.02"}]
["2017-06-22T02:00:00",2017,6,22,2,4130,0,{"v":57.019999999999996,"d":"57.02"}]
["2017-06-22T05:00:00",2017,6,22,5,4133,71,53.96]
["2017-06-22T08:00:00",2017,6,22,8,4136,885,66.02]
["2017-06-22T12:00:00",2017,6,22,12,4140,973,78.98]
["2017-06-22T16:00:00",2017,6,22,16,4144,181,{"v":80.96000000000001,"d":"80.96"}]
["2017-06-22T20:00:00",2017,6,22,20,4148,0,{"v":69.08000000000001,"d":"69.08"}]
["2017-06-22T23:00:00",2017,6,22,23,4151,0,60.08]
["2017-06-23T02:00:00",2017,6,23,2,4154,0,{"v":57.019999999999996,"d":"57.02"}]
["2017-06-23T03:00:00",2017,6,23,3,4155,0,{"v":59,"d":"59.00"}]
["2017-06-23T06:00:00",2017,6,23,6,4158,0,{"v":60.980000000000004,"d":"60.98"}]
["2017-06-23T09:00:00",2017,6,23,9,4161,405,{"v":68,"d":"68.00"}]
["2017-06-23T13:00:00",2017,6,23,13,4165,18,73.94]
["2017-06-23T17:00:00",2017,6,23,17,4169,129,69.98]
["2017-06-23T21:00:00",2017,6,23,21,4173,0,62.06]
["2017-06-23",2017,6,23,24,4176,0,{"v":57.019999999999996,"d":"57.02"}]
["2017-06-24T03:00:00",2017,6,24,3,4179,0,{"v":55.040000000000006,"d":"55.04"}]
["2017-06-24T04:00:00",2017,6,24,4,4180,0,55.94]
["2017-06-24T07:00:00",2017,6,24,7,4183,652,{"v":64.03999999999999,"d":"64.04"}]
["2017-06-24T10:00:00",2017,6,24,10,4186,870,{"v":77,"d":"77.00"}]
["2017-06-24T15:00:00",2017,6,24,15,4191,905,{"v":86,"d":"86.00"}]
["2017-06-24T18:00:00",2017,6,24,18,4194,658,82.94]
["2017-06-24T22:00:00",2017,6,24,22,4198,0,64.94]
["2017-06-25T01:00:00",2017,6,25,1,4201,0,{"v":59,"d":"59.00"}]
["2017-06-25T04:00:00",2017,6,25,4,4204,0,55.94]
["2017-06-25T05:00:00",2017,6,25,5,4205,3,{"v":55.040000000000006,"d":"55.04"}]
["2017-06-25T08:00:00",2017,6,25,8,4208,823,{"v":69.08000000000001,"d":"69.08"}]
["2017-06-25T11:00:00",2017,6,25,11,4211,923,{"v":86,"d":"86.00"}]
["2017-06-25T16:00:00",2017,6,25,16,4216,431,84.92]
["2017-06-25T19:00:00",2017,6,25,19,4219,279,{"v":77,"d":"77.00"}]
["2017-06-25T23:00:00",2017,6,25,23,4223,0,64.94]
["2017-06-26T02:00:00",2017,6,26,2,4226,0,62.96]
["2017-06-26T05:00:00",2017,6,26,5,4229,23,57.92]
["2017-06-26T06:00:00",2017,6,26,6,4230,377,62.06]
["2017-06-26T12:00:00",2017,6,26,12,4236,348,93.02]
["2017-06-26T14:00:00",2017,6,26,14,4238,132,91.94]
["2017-06-26T17:00:00",2017,6,26,17,4241,258,87.98]
["2017-06-26T20:00:00",2017,6,26,20,4244,4,{"v":77,"d":"77.00"}]
["2017-06-26",2017,6,26,24,4248,0,66.02]
["2017-06-27T03:00:00",2017,6,27,3,4251,0,{"v":60.980000000000004,"d":"60.98"}]
["2017-06-27T04:00:00",2017,6,27,4,4252,0,60.08]
["2017-06-27T07:00:00",2017,6,27,7,4255,133,{"v":68,"d":"68.00"}]
["2017-06-27T13:00:00",2017,6,27,13,4261,388,82.94]
["2017-06-27T15:00:00",2017,6,27,15,4263,222,{"v":87.08000000000001,"d":"87.08"}]
["2017-06-27T18:00:00",2017,6,27,18,4266,569,84.02]
["2017-06-27T21:00:00",2017,6,27,21,4269,0,69.98]
["2017-06-28T01:00:00",2017,6,28,1,4273,0,62.96]
["2017-06-28T04:00:00",2017,6,28,4,4276,0,{"v":60.980000000000004,"d":"60.98"}]
["2017-06-28T05:00:00",2017,6,28,5,4277,10,62.06]
["2017-06-28T08:00:00",2017,6,28,8,4280,719,73.94]
["2017-06-28T14:00:00",2017,6,28,14,4286,281,{"v":91.03999999999999,"d":"91.04"}]
["2017-06-28T16:00:00",2017,6,28,16,4288,655,{"v":87.08000000000001,"d":"87.08"}]
["2017-06-28T19:00:00",2017,6,28,19,4291,276,{"v":71.96000000000001,"d":"71.96"}]
["2017-06-28T22:00:00",2017,6,28,22,4294,0,66.92]
["2017-06-29T02:00:00",2017,6,29,2,4298,0,64.94]
["2017-06-29T05:00:00",2017,6,29,5,4301,20,{"v":59,"d":"59.00"}]
["2017-06-29T06:00:00",2017,6,29,6,4302,380,62.96]
["2017-06-29T11:00:00",2017,6,29,11,4307,897,{"v":82.03999999999999,"d":"82.04"}]
["2017-06-29T13:00:00",2017,6,29,13,4309,681,87.98]
["2017-06-29T17:00:00",2017,6,29,17,4313,726,87.98]
["2017-06-29T20:00:00",2017,6,29,20,4316,5,78.98]
["2017-06-29",2017,6,29,24,4320,0,71.06]
["2017-06-30T03:00:00",2017,6,30,3,4323,0,71.06]
["2017-06-30T06:00:00",2017,6,30,6,4326,368,69.98]
["2017-06-30T07:00:00",2017,6,30,7,4327,582,75.02]
["2017-06-30T12:00:00",2017,6,30,12,4332,440,87.98]
["2017-06-30T14:00:00",2017,6,30,14,4334,250,{"v":82.03999999999999,"d":"82.04"}]
["2017-06-30T18:00:00",2017,6,30,18,4338,6,{"v":69.08000000000001,"d":"69.08"}]
["2017-06-30T21:00:00",2017,6,30,21,4341,0,{"v":69.08000000000001,"d":"69.08"}]
["2017-07-01T01:00:00",2017,7,1,1,4345,0,65.66]
["2017-07-01T04:00:00",2017,7,1,4,4348,0,62.96]
["2017-07-01T07:00:00",2017,7,1,7,4351,166,{"v":69.08000000000001,"d":"69.08"}]
["2017-07-01T09:00:00",2017,7,1,9,4353,335,78.98]
["2017-07-01T12:00:00",2017,7,1,12,4356,66,{"v":86,"d":"86.00"}]
["2017-07-01T16:00:00",2017,7,1,16,4360,1,{"v":86,"d":"86.00"}]
["2017-07-01T19:00:00",2017,7,1,19,4363,0,75.02]
["2017-07-01T22:00:00",2017,7,1,22,4366,0,66.92]
["2017-07-02T02:00:00",2017,7,2,2,4370,0,{"v":59,"d":"59.00"}]
["2017-07-02T05:00:00",2017,7,2,5,4373,34,55.94]
["2017-07-02T08:00:00",2017,7,2,8,4376,173,{"v":73.03999999999999,"d":"73.04"}]
["2017-07-02T10:00:00",2017,7,2,10,4378,69,80.06]
["2017-07-02T13:00:00",2017,7,2,13,4381,581,{"v":86,"d":"86.00"}]
["2017-07-02T17:00:00",2017,7,2,17,4385,49,87.98]
["2017-07-02T20:00:00",2017,7,2,20,4388,7,{"v":73.03999999999999,"d":"73.04"}]
["2017-07-02T23:00:00",2017,7,2,23,4391,0,{"v":64.03999999999999,"d":"64.04"}]
["2017-07-03T03:00:00",2017,7,3,3,4395,0,60.08]
["2017-07-03T06:00:00",2017,7,3,6,4398,218,62.96]
["2017-07-03T09:00:00",2017,7,3,9,4401,640,75.02]
["2017-07-03T11:00:00",2017,7,3,11,4403,715,{"v":82.03999999999999,"d":"82.04"}]
["2017-07-03T14:00:00",2017,7,3,14,4406,652,87.98]
["2017-07-03T18:00:00",2017,7,3,18,4410,34,66.02]
["2017-07-03T21:00:00",2017,7,3,21,4413,0,66.02]
["2017-07-03",2017,7,3,24,4416,0,{"v":60.980000000000004,"d":"60.98"}]
["2017-07-04T04:00:00",2017,7,4,4,4420,0,62.06]
["2017-07-04T07:00:00",2017,7,4,7,4423,228,64.94]
["2017-07-04T08:00:00",2017,7,4,8,4424,313,{"v":68,"d":"68.00"}]
["2017-07-04T12:00:00",2017,7,4,12,4428,934,{"v":77,"d":"77.00"}]
["2017-07-04T15:00:00",2017,7,4,15,4431,467,84.92]
["2017-07-04T19:00:00",2017,7,4,19,4435,240,{"v":78.08000000000001,"d":"78.08"}]
["2017-07-04T22:00:00",2017,7,4,22,4438,0,66.92]
["2017-07-05T01:00:00",2017,7,5,1,4441,0,{"v":64.03999999999999,"d":"64.04"}]
["2017-07-05T05:00:00",2017,7,5,5,4445,0,{"v":59,"d":"59.00"}]
["2017-07-05T08:00:00",2017,7,5,8,4448,611,66.92]
["2017-07-05T09:00:00",2017,7,5,9,4449,769,71.06]
["2017-07-05T13:00:00",2017,7,5,13,4453,502,84.92]
["2017-07-05T16:00:00",2017,7,5,16,4456,129,{"v":82.03999999999999,"d":"82.04"}]
["2017-07-05T20:00:00",2017,7,5,20,4460,0,64.94]
["2017-07-05T23:00:00",2017,7,5,23,4463,0,{"v":60.980000000000004,"d":"60.98"}]
["2017-07-06T02:00:00",2017,7,6,2,4466,0,57.92]
["2017-07-06T06:00:00",2017,7,6,6,4470,392,{"v":59,"d":"59.00"}]
["2017-07-06T10:00:00",2017,7,6,10,4474,747,69.98]
["2017-07-06T11:00:00",2017,7,6,11,4475,385,{"v":77,"d":"77.00"}]
["2017-07-06T14:00:00",2017,7,6,14,4478,74,{"v":73.03999999999999,"d":"73.04"}]
["2017-07-06T17:00:00",2017,7,6,17,4481,49,69.98]
["2017-07-06T21:00:00",2017,7,6,21,4485,0,{"v":59,"d":"59.00"}]
["2017-07-06",2017,7,6,24,4488,0,53.96]
["2017-07-07T04:00:00",2017,7,7,4,4492,0,53.96]
["2017-07-07T07:00:00",2017,7,7,7,4495,757,{"v":64.03999999999999,"d":"64.04"}]
["2017-07-07T11:00:00",2017,7,7,11,4499,960,84.92]
["2017-07-07T12:00:00",2017,7,7,12,4500,948,{"v":87.08000000000001,"d":"87.08"}]
["2017-07-07T15:00:00",2017,7,7,15,4503,595,89.06]
["2017-07-07T18:00:00",2017,7,7,18,4506,494,{"v":82.03999999999999,"d":"82.04"}]
["2017-07-07T22:00:00",2017,7,7,22,4510,0,{"v":68,"d":"68.00"}]
["2017-07-08T01:00:00",2017,7,8,1,4513,0,62.06]
["2017-07-08T05:00:00",2017,7,8,5,4517,31,60.08]
["2017-07-08T08:00:00",2017,7,8,8,4520,560,75.02]
["2017-07-08T12:00:00",2017,7,8,12,4524,739,{"v":89.96000000000001,"d":"89.96"}]
["2017-07-08T13:00:00",2017,7,8,13,4525,866,91.94]
["2017-07-08T16:00:00",2017,7,8,16,4528,5,91.94]
["2017-07-08T20:00:00",2017,7,8,20,4532,6,75.92]
["2017-07-08T23:00:00",2017,7,8,23,4535,0,62.96]
["2017-07-09T02:00:00",2017,7,9,2,4538,0,60.08]
["2017-07-09T06:00:00",2017,7,9,6,4542,432,60.08]
["2017-07-09T09:00:00",2017,7,9,9,4545,555,78.98]
["2017-07-09T13:00:00",2017,7,9,13,4549,932,87.98]
["2017-07-09T14:00:00",2017,7,9,14,4550,944,87.98]
["2017-07-09T17:00:00",2017,7,9,17,4553,622,87.98]
["2017-07-09T21:00:00",2017,7,9,21,4557,0,69.98]
["2017-07-09",2017,7,9,24,4560,0,64.94]
["2017-07-10T03:00:00",2017,7,10,3,4563,0,{"v":60.980000000000004,"d":"60.98"}]
["2017-07-10T07:00:00",2017,7,10,7,4567,642,{"v":69.08000000000001,"d":"69.08"}]
["2017-07-10T10:00:00",2017,7,10,10,4570,692,84.92]
["2017-07-10T14:00:00",2017,7,10,14,4574,150,93.92]
["2017-07-10T15:00:00",2017,7,10,15,4575,694,{"v":95,"d":"95.00"}]
["2017-07-10T18:00:00",2017,7,10,18,4578,163,89.06]
["2017-07-10T22:00:00",2017,7,10,22,4582,0,{"v":71.96000000000001,"d":"71.96"}]
["2017-07-11T01:00:00",2017,7,11,1,4585,0,66.92]
["2017-07-11T04:00:00",2017,7,11,4,4588,0,{"v":60.980000000000004,"d":"60.98"}]
["2017-07-11T07:00:00",2017,7,11,7,4591,626,69.98]
["2017-07-11T12:00:00",2017,7,11,12,4596,949,{"v":89.96000000000001,"d":"89.96"}]
["2017-07-11T13:00:00",2017,7,11,13,4597,914,93.02]
["2017-07-11T16:00:00",2017,7,11,16,4600,540,93.92]
["2017-07-11T19:00:00",2017,7,11,19,4603,72,{"v":80.96000000000001,"d":"80.96"}]
["2017-07-11T23:00:00",2017,7,11,23,4607,0,{"v":77,"d":"77.00"}]
["2017-07-12T02:00:00",2017,7,12,2,4610,0,{"v":71.96000000000001,"d":"71.96"}]
["2017-07-12T05:00:00",2017,7,12,5,4613,7,66.92]
["2017-07-12T08:00:00",2017,7,12,8,4616,791,{"v":77,"d":"77.00"}]
["2017-07-12T13:00:00",2017,7,12,13,4621,906,93.02]
["2017-07-12T14:00:00",2017,7,12,14,4622,333,{"v":95,"d":"95.00"}]
["2017-07-12T17:00:00",2017,7,12,17,4625,101,84.92]
["2017-07-12T20:00:00",2017,7,12,20,4628,0,{"v":78.08000000000001,"d":"78.08"}]
["2017-07-12",2017,7,12,24,4632,0,{"v":73.03999999999999,"d":"73.04"}]
["2017-07-13T03:00:00",2017,7,13,3,4635,0,64.94]
["2017-07-13T06:00:00",2017,7,13,6,4638,397,66.02]
["2017-07-13T09:00:00",2017,7,13,9,4641,878,84.02]
["2017-07-13T14:00:00",2017,7,13,14,4646,985,{"v":95,"d":"95.00"}]
["2017-07-13T15:00:00",2017,7,13,15,4647,969,93.02]
["2017-07-13T18:00:00",2017,7,13,18,4650,707,84.92]
["2017-07-13T21:00:00",2017,7,13,21,4653,0,{"v":73.03999999999999,"d":"73.04"}]
["2017-07-14T01:00:00",2017,7,14,1,4657,0,66.02]
["2017-07-14T04:00:00",2017,7,14,4,4660,0,62.96]
["2017-07-14T06:00:00",2017,7,14,6,4662,333,64.94]
["2017-07-14T12:00:00",2017,7,14,12,4668,900,{"v":89.96000000000001,"d":"89.96"}]
["2017-07-14T15:00:00",2017,7,14,15,4671,869,{"v":95,"d":"95.00"}]
["2017-07-14T16:00:00",2017,7,14,16,4672,352,96.08]
["2017-07-14T19:00:00",2017,7,14,19,4675,299,{"v":86,"d":"86.00"}]
["2017-07-14T22:00:00",2017,7,14,22,4678,0,{"v":80.96000000000001,"d":"80.96"}]
["2017-07-15T02:00:00",2017,7,15,2,4682,0,64.94]
["2017-07-15T05:00:00",2017,7,15,5,4685,11,{"v":60.980000000000004,"d":"60.98"}]
["2017-07-15T07:00:00",2017,7,15,7,4687,152,66.92]
["2017-07-15T13:00:00",2017,7,15,13,4693,882,{"v":78.08000000000001,"d":"78.08"}]
["2017-07-15T16:00:00",2017,7,15,16,4696,498,{"v":78.08000000000001,"d":"78.08"}]
["2017-07-15T17:00:00",2017,7,15,17,4697,778,{"v":78.08000000000001,"d":"78.08"}]
["2017-07-15T20:00:00",2017,7,15,20,4700,3,75.92]
["2017-07-15",2017,7,15,24,4704,0,66.92]
["2017-07-16T03:00:00",2017,7,16,3,4707,0,64.94]
["2017-07-16T08:00:00",2017,7,16,8,4712,648,71.06]
["2017-07-16T11:00:00",2017,7,16,11,4715,904,{"v":80.96000000000001,"d":"80.96"}]
["2017-07-16T14:00:00",2017,7,16,14,4718,2,93.02]
["2017-07-16T17:00:00",2017,7,16,17,4721,169,{"v":82.03999999999999,"d":"82.04"}]
["2017-07-16T18:00:00",2017,7,16,18,4722,18,75.92]
["2017-07-16T21:00:00",2017,7,16,21,4725,0,71.06]
["2017-07-17T01:00:00",2017,7,17,1,4729,0,62.96]
["2017-07-17T04:00:00",2017,7,17,4,4732,0,{"v":60.980000000000004,"d":"60.98"}]
["2017-07-17T09:00:00",2017,7,17,9,4737,0,71.06]
["2017-07-17T12:00:00",2017,7,17,12,4740,1,{"v":77,"d":"77.00"}]
["2017-07-17T15:00:00",2017,7,17,15,4743,0,{"v":78.08000000000001,"d":"78.08"}]
["2017-07-17T18:00:00",2017,7,17,18,4746,189,71.06]
["2017-07-17T19:00:00",2017,7,17,19,4747,19,66.92]
["2017-07-17T22:00:00",2017,7,17,22,4750,0,62.96]
["2017-07-18T02:00:00",2017,7,18,2,4754,0,57.92]
["2017-07-18T05:00:00",2017,7,18,5,4757,10,{"v":55.040000000000006,"d":"55.04"}]
["2017-07-18T10:00:00",2017,7,18,10,4762,678,75.92]
["2017-07-18T13:00:00",2017,7,18,13,4765,0,{"v":78.08000000000001,"d":"78.08"}]
["2017-07-18T16:00:00",2017,7,18,16,4768,374,{"v":77,"d":"77.00"}]
["2017-07-18T17:00:00",2017,7,18,17,4769,35,78.98]
["2017-07-18T20:00:00",2017,7,18,20,4772,0,69.98]
["2017-07-18T23:00:00",2017,7,18,23,4775,0,62.96]
["2017-07-19T03:00:00",2017,7,19,3,4779,0,57.92]
["2017-07-19T07:00:00",2017,7,19,7,4783,631,62.96]
["2017-07-19T10:00:00",2017,7,19,10,4786,912,75.92]
["2017-07-19T14:00:00",2017,7,19,14,4790,413,84.92]
["2017-07-19T17:00:00",2017,7,19,17,4793,53,84.92]
["2017-07-19T18:00:00",2017,7,19,18,4794,365,80.06]
["2017-07-19T21:00:00",2017,7,19,21,4797,0,71.06]
["2017-07-19",2017,7,19,24,4800,0,64.94]
["2017-07-20T04:00:00",2017,7,20,4,4804,0,60.08]
["2017-07-20T08:00:00",2017,7,20,8,4808,779,{"v":69.08000000000001,"d":"69.08"}]
["2017-07-20T12:00:00",2017,7,20,12,4812,765,84.92]
["2017-07-20T15:00:00",2017,7,20,15,4815,618,87.98]
["2017-07-20T18:00:00",2017,7,20,18,4818,542,82.94]
["2017-07-20T19:00:00",2017,7,20,19,4819,197,{"v":78.08000000000001,"d":"78.08"}]
["2017-07-20T22:00:00",2017,7,20,22,4822,0,71.06]
["2017-07-21T01:00:00",2017,7,21,1,4825,0,66.02]
["2017-07-21T05:00:00",2017,7,21,5,4829,3,{"v":60.980000000000004,"d":"60.98"}]
["2017-07-21T09:00:00",2017,7,21,9,4833,688,80.06]
["2017-07-21T13:00:00",2017,7,21,13,4837,139,{"v":91.03999999999999,"d":"91.04"}]
["2017-07-21T16:00:00",2017,7,21,16,4840,14,{"v":80.96000000000001,"d":"80.96"}]
["2017-07-21T19:00:00",2017,7,21,19,4843,62,75.92]
["2017-07-21T20:00:00",2017,7,21,20,4844,0,75.02]
["2017-07-21T23:00:00",2017,7,21,23,4847,0,{"v":69.08000000000001,"d":"69.08"}]
["2017-07-22T02:00:00",2017,7,22,2,4850,0,64.94]
["2017-07-22T06:00:00",2017,7,22,6,4854,83,64.94]
["2017-07-22T10:00:00",2017,7,22,10,4858,907,78.98]
["2017-07-22T14:00:00",2017,7,22,14,4862,286,{"v":87.08000000000001,"d":"87.08"}]
["2017-07-22T17:00:00",2017,7,22,17,4865,707,{"v":86,"d":"86.00"}]
["2017-07-22T20:00:00",2017,7,22,20,4868,0,{"v":80.96000000000001,"d":"80.96"}]
["2017-07-22T21:00:00",2017,7,22,21,4869,0,75.92]
["2017-07-22",2017,7,22,24,4872,0,66.92]
["2017-07-23T04:00:00",2017,7,23,4,4876,0,{"v":60.980000000000004,"d":"60.98"}]
["2017-07-23T07:00:00",2017,7,23,7,4879,646,66.92]
["2017-07-23T11:00:00",2017,7,23,11,4883,843,{"v":82.03999999999999,"d":"82.04"}]
["2017-07-23T15:00:00",2017,7,23,15,4887,693,{"v":87.08000000000001,"d":"87.08"}]
["2017-07-23T18:00:00",2017,7,23,18,4890,208,84.02]
["2017-07-23T21:00:00",2017,7,23,21,4893,0,73.94]
["2017-07-23T22:00:00",2017,7,23,22,4894,0,{"v":68,"d":"68.00"}]
["2017-07-24T01:00:00",2017,7,24,1,4897,0,66.92]
["2017-07-24T04:00:00",2017,7,24,4,4900,0,{"v":64.03999999999999,"d":"64.04"}]
["2017-07-24T09:00:00",2017,7,24,9,4905,858,{"v":71.96000000000001,"d":"71.96"}]
["2017-07-24T12:00:00",2017,7,24,12,4908,797,{"v":82.03999999999999,"d":"82.04"}]
["2017-07-24T16:00:00",2017,7,24,16,4912,657,84.92]
["2017-07-24T19:00:00",2017,7,24,19,4915,91,80.06]
["2017-07-24T22:00:00",2017,7,24,22,4918,0,69.98]
["2017-07-24T23:00:00",2017,7,24,23,4919,0,{"v":69.08000000000001,"d":"69.08"}]
["2017-07-25T02:00:00",2017,7,25,2,4922,0,{"v":60.980000000000004,"d":"60.98"}]
["2017-07-25T05:00:00",2017,7,25,5,4925,1,60.08]
["2017-07-25T10:00:00",2017,7,25,10,4930,895,78.98]
["2017-07-25T13:00:00",2017,7,25,13,4933,690,89.06]
["2017-07-25T17:00:00",2017,7,25,17,4937,643,{"v":77,"d":"77.00"}]
["2017-07-25T20:00:00",2017,7,25,20,4940,0,{"v":73.03999999999999,"d":"73.04"}]
["2017-07-25T21:00:00",2017,7,25,21,4941,0,{"v":71.96000000000001,"d":"71.96"}]
["2017-07-25",2017,7,25,24,4944,0,{"v":68,"d":"68.00"}]
["2017-07-26T06:00:00",2017,7,26,6,4950,387,62.96]
["2017-07-26T08:00:00",2017,7,26,8,4952,810,75.02]
["2017-07-26T11:00:00",2017,7,26,11,4955,890,87.98]
["2017-07-26T14:00:00",2017,7,26,14,4958,277,{"v":91.03999999999999,"d":"91.04"}]
["2017-07-26T18:00:00",2017,7,26,18,4962,234,78.98]
["2017-07-26T21:00:00",2017,7,26,21,4965,0,73.94]
["2017-07-26T22:00:00",2017,7,26,22,4966,0,69.98]
["2017-07-27T01:00:00",2017,7,27,1,4969,0,{"v":64.03999999999999,"d":"64.04"}]
["2017-07-27T07:00:00",2017,7,27,7,4975,648,62.06]
["2017-07-27T09:00:00",2017,7,27,9,4977,857,{"v":68,"d":"68.00"}]
["2017-07-27T12:00:00",2017,7,27,12,4980,210,84.92]
["2017-07-27T16:00:00",2017,7,27,16,4984,598,87.98]
["2017-07-27T19:00:00",2017,7,27,19,4987,126,73.94]
["2017-07-27T22:00:00",2017,7,27,22,4990,0,{"v":71.96000000000001,"d":"71.96"}]
["2017-07-27T23:00:00",2017,7,27,23,4991,0,{"v":69.08000000000001,"d":"69.08"}]
["2017-07-28T02:00:00",2017,7,28,2,4994,0,{"v":60.980000000000004,"d":"60.98"}]
["2017-07-28T08:00:00",2017,7,28,8,5000,729,71.06]
["2017-07-28T10:00:00",2017,7,28,10,5002,916,78.98]
["2017-07-28T13:00:00",2017,7,28,13,5005,764,93.02]
["2017-07-28T17:00:00",2017,7,28,17,5009,72,93.02]
["2017-07-28T20:00:00",2017,7,28,20,5012,0,80.06]
["2017-07-28T23:00:00",2017,7,28,23,5015,0,75.92]
["2017-07-28",2017,7,28,24,5016,0,73.94]
["2017-07-29T05:00:00",2017,7,29,5,5021,0,57.92]
["2017-07-29T07:00:00",2017,7,29,7,5023,179,66.92]
["2017-07-29T11:00:00",2017,7,29,11,5027,963,87.98]
["2017-07-29T14:00:00",2017,7,29,14,5030,606,87.98]
["2017-07-29T18:00:00",2017,7,29,18,5034,53,80.06]
["2017-07-29T21:00:00",2017,7,29,21,5037,0,{"v":78.08000000000001,"d":"78.08"}]
["2017-07-29",2017,7,29,24,5040,0,69.98]
["2017-07-30T01:00:00",2017,7,30,1,5041,0,66.92]
["2017-07-30T06:00:00",2017,7,30,6,5046,241,62.96]
["2017-07-30T09:00:00",2017,7,30,9,5049,12,{"v":71.96000000000001,"d":"71.96"}]
["2017-07-30T12:00:00",2017,7,30,12,5052,272,{"v":77,"d":"77.00"}]
["2017-07-30T15:00:00",2017,7,30,15,5055,757,82.94]
["2017-07-30T19:00:00",2017,7,30,19,5059,2,66.92]
["2017-07-30T22:00:00",2017,7,30,22,5062,0,64.94]
["2017-07-31T01:00:00",2017,7,31,1,5065,0,{"v":59,"d":"59.00"}]
["2017-07-31T03:00:00",2017,7,31,3,5067,0,{"v":55.040000000000006,"d":"55.04"}]
["2017-07-31T06:00:00",2017,7,31,6,5070,197,55.94]
["2017-07-31T10:00:00",2017,7,31,10,5074,788,66.92]
["2017-07-31T13:00:00",2017,7,31,13,5077,0,75.02]
["2017-07-31T16:00:00",2017,7,31,16,5080,508,{"v":73.03999999999999,"d":"73.04"}]
["2017-07-31T20:00:00",2017,7,31,20,5084,0,{"v":68,"d":"68.00"}]
["2017-07-31T23:00:00",2017,7,31,23,5087,0,64.94]
["2017-07-31",2017,7,31,24,5088,0,64.94]
["2017-08-01T04:00:00",2017,8,1,4,5092,0,64.94]
["2017-08-01T07:00:00",2017,8,1,7,5095,503,{"v":69.08000000000001,"d":"69.08"}]
["2017-08-01T11:00:00",2017,8,1,11,5099,555,{"v":80.96000000000001,"d":"80.96"}]
["2017-08-01T14:00:00",2017,8,1,14,5102,1,82.94]
["2017-08-01T17:00:00",2017,8,1,17,5105,1,75.02]
["2017-08-01T21:00:00",2017,8,1,21,5109,0,69.98]
["2017-08-01",2017,8,1,24,5112,0,66.92]
["2017-08-02T01:00:00",2017,8,2,1,5113,0,66.02]
["2017-08-02T05:00:00",2017,8,2,5,5117,0,62.96]
["2017-08-02T08:00:00",2017,8,2,8,5120,13,{"v":71.96000000000001,"d":"71.96"}]
["2017-08-02T12:00:00",2017,8,2,12,5124,507,{"v":87.08000000000001,"d":"87.08"}]
["2017-08-02T15:00:00",2017,8,2,15,5127,114,{"v":78.08000000000001,"d":"78.08"}]
["2017-08-02T18:00:00",2017,8,2,18,5130,446,{"v":73.03999999999999,"d":"73.04"}]
["2017-08-02T22:00:00",2017,8,2,22,5134,0,66.92]
["2017-08-03T01:00:00",2017,8,3,1,5137,0,{"v":64.03999999999999,"d":"64.04"}]
["2017-08-03T02:00:00",2017,8,3,2,5138,0,62.96]
["2017-08-03T06:00:00",2017,8,3,6,5142,319,{"v":64.03999999999999,"d":"64.04"}]
["2017-08-03T09:00:00",2017,8,3,9,5145,901,{"v":80.96000000000001,"d":"80.96"}]
["2017-08-03T13:00:00",2017,8,3,13,5149,967,{"v":91.03999999999999,"d":"91.04"}]
["2017-08-03T16:00:00",2017,8,3,16,5152,736,93.02]
["2017-08-03T20:00:00",2017,8,3,20,5156,1,78.98]
["2017-08-03T23:00:00",2017,8,3,23,5159,0,69.98]
["2017-08-04T02:00:00",2017,8,4,2,5162,0,66.02]
["2017-08-04T03:00:00",2017,8,4,3,5163,0,{"v":64.03999999999999,"d":"64.04"}]
["2017-08-04T07:00:00",2017,8,4,7,5167,8,{"v":71.96000000000001,"d":"71.96"}]
["2017-08-04T10:00:00",2017,8,4,10,5170,917,82.94]
["2017-08-04T14:00:00",2017,8,4,14,5174,145,{"v":89.96000000000001,"d":"89.96"}]
["2017-08-04T17:00:00",2017,8,4,17,5177,149,{"v":78.08000000000001,"d":"78.08"}]
["2017-08-04T21:00:00",2017,8,4,21,5181,0,73.94]
["2017-08-04",2017,8,4,24,5184,0,{"v":69.08000000000001,"d":"69.08"}]
["2017-08-05T03:00:00",2017,8,5,3,5187,0,66.02]
["2017-08-05T04:00:00",2017,8,5,4,5188,0,64.94]
["2017-08-05T08:00:00",2017,8,5,8,5192,782,69.98]
["2017-08-05T11:00:00",2017,8,5,11,5195,918,{"v":77,"d":"77.00"}]
["2017-08-05T15:00:00",2017,8,5,15,5199,0,{"v":78.08000000000001,"d":"78.08"}]
["2017-08-05T18:00:00",2017,8,5,18,5202,631,78.98]
["2017-08-05T22:00:00",2017,8,5,22,5206,0,66.92]
["2017-08-06T01:00:00",2017,8,6,1,5209,0,62.96]
["2017-08-06T05:00:00",2017,8,6,5,5213,0,{"v":59,"d":"59.00"}]
["2017-08-06T06:00:00",2017,8,6,6,5214,11,62.96]
["2017-08-06T09:00:00",2017,8,6,9,5217,446,66.92]
["2017-08-06T13:00:00",2017,8,6,13,5221,119,75.02]
["2017-08-06T16:00:00",2017,8,6,16,5224,335,{"v":78.08000000000001,"d":"78.08"}]
["2017-08-06T19:00:00",2017,8,6,19,5227,112,66.92]
["2017-08-06T23:00:00",2017,8,6,23,5231,0,55.94]
["2017-08-07T02:00:00",2017,8,7,2,5234,0,{"v":55.040000000000006,"d":"55.04"}]
["2017-08-07T06:00:00",2017,8,7,6,5238,189,{"v":57.019999999999996,"d":"57.02"}]
["2017-08-07T07:00:00",2017,8,7,7,5239,543,{"v":60.980000000000004,"d":"60.98"}]
["2017-08-07T10:00:00",2017,8,7,10,5242,816,69.98]
["2017-08-07T14:00:00",2017,8,7,14,5246,158,{"v":77,"d":"77.00"}]
["2017-08-07T17:00:00",2017,8,7,17,5249,637,75.02]
["2017-08-07T20:00:00",2017,8,7,20,5252,2,66.92]
["2017-08-07",2017,8,7,24,5256,0,57.92]
["2017-08-08T03:00:00",2017,8,8,3,5259,0,55.94]
["2017-08-08T05:00:00",2017,8,8,5,5261,0,53.96]
["2017-08-08T08:00:00",2017,8,8,8,5264,713,{"v":64.03999999999999,"d":"64.04"}]
["2017-08-08T11:00:00",2017,8,8,11,5267,852,75.02]
["2017-08-08T15:00:00",2017,8,8,15,5271,618,84.02]
["2017-08-08T18:00:00",2017,8,8,18,5274,125,78.98]
["2017-08-08T21:00:00",2017,8,8,21,5277,0,{"v":69.08000000000001,"d":"69.08"}]
["2017-08-09T01:00:00",2017,8,9,1,5281,0,64.94]
["2017-08-09T04:00:00",2017,8,9,4,5284,0,62.96]
["2017-08-09T06:00:00",2017,8,9,6,5286,8,62.96]
["2017-08-09T09:00:00",2017,8,9,9,5289,720,75.92]
["2017-08-09T12:00:00",2017,8,9,12,5292,871,{"v":87.08000000000001,"d":"87.08"}]
["2017-08-09T16:00:00",2017,8,9,16,5296,59,82.94]
["2017-08-09T19:00:00",2017,8,9,19,5299,35,{"v":71.96000000000001,"d":"71.96"}]
["2017-08-09T22:00:00",2017,8,9,22,5302,0,{"v":69.08000000000001,"d":"69.08"}]
["2017-08-10T02:00:00",2017,8,10,2,5306,0,66.92]
["2017-08-10T05:00:00",2017,8,10,5,5309,0,{"v":64.03999999999999,"d":"64.04"}]
["2017-08-10T07:00:00",2017,8,10,7,5311,676,69.98]
["2017-08-10T10:00:00",2017,8,10,10,5314,938,84.02]
["2017-08-10T13:00:00",2017,8,10,13,5317,828,87.98]
["2017-08-10T17:00:00",2017,8,10,17,5321,730,84.02]
["2017-08-10T20:00:00",2017,8,10,20,5324,1,73.94]
["2017-08-10",2017,8,10,24,5328,0,{"v":69.08000000000001,"d":"69.08"}]
["2017-08-11T02:00:00",2017,8,11,2,5330,0,{"v":69.08000000000001,"d":"69.08"}]
["2017-08-11T07:00:00",2017,8,11,7,5335,3,66.92]
["2017-08-11T08:00:00",2017,8,11,8,5336,13,{"v":68,"d":"68.00"}]
["2017-08-11T11:00:00",2017,8,11,11,5339,435,{"v":78.08000000000001,"d":"78.08"}]
["2017-08-11T14:00:00",2017,8,11,14,5342,3,{"v":80.96000000000001,"d":"80.96"}]
["2017-08-11T18:00:00",2017,8,11,18,5346,1,75.92]
["2017-08-11T21:00:00",2017,8,11,21,5349,0,{"v":68,"d":"68.00"}]
["2017-08-12T01:00:00",2017,8,12,1,5353,0,62.96]
["2017-08-12T03:00:00",2017,8,12,3,5355,0,{"v":60.980000000000004,"d":"60.98"}]
["2017-08-12T08:00:00",2017,8,12,8,5360,4,{"v":64.03999999999999,"d":"64.04"}]
["2017-08-12T09:00:00",2017,8,12,9,5361,63,64.94]
["2017-08-12T12:00:00",2017,8,12,12,5364,157,{"v":73.03999999999999,"d":"73.04"}]
["2017-08-12T15:00:00",2017,8,12,15,5367,1,{"v":64.03999999999999,"d":"64.04"}]
["2017-08-12T19:00:00",2017,8,12,19,5371,2,62.06]
["2017-08-12T22:00:00",2017,8,12,22,5374,0,62.06]
["2017-08-12",2017,8,12,24,5376,0,62.06]
["2017-08-13T06:00:00",2017,8,13,6,5382,198,57.92]
["2017-08-13T09:00:00",2017,8,13,9,5385,242,69.98]
["2017-08-13T10:00:00",2017,8,13,10,5386,700,{"v":71.96000000000001,"d":"71.96"}]
["2017-08-13T13:00:00",2017,8,13,13,5389,656,{"v":78.08000000000001,"d":"78.08"}]
["2017-08-13T17:00:00",2017,8,13,17,5393,546,75.92]
["2017-08-13T20:00:00",2017,8,13,20,5396,0,{"v":68,"d":"68.00"}]
["2017-08-13T23:00:00",2017,8,13,23,5399,0,62.06]
["2017-08-14T01:00:00",2017,8,14,1,5401,0,60.08]
["2017-08-14T07:00:00",2017,8,14,7,5407,647,62.96]
["2017-08-14T10:00:00",2017,8,14,10,5410,907,75.92]
["2017-08-14T11:00:00",2017,8,14,11,5411,952,78.98]
["2017-08-14T14:00:00",2017,8,14,14,5414,78,{"v":80.96000000000001,"d":"80.96"}]
["2017-08-14T18:00:00",2017,8,14,18,5418,2,{"v":71.96000000000001,"d":"71.96"}]
["2017-08-14T21:00:00",2017,8,14,21,5421,0,66.92]
["2017-08-14",2017,8,14,24,5424,0,{"v":60.980000000000004,"d":"60.98"}]
["2017-08-15T02:00:00",2017,8,15,2,5426,0,57.92]
["2017-08-15T08:00:00",2017,8,15,8,5432,842,64.94]
["2017-08-15T09:00:00",2017,8,15,9,5433,906,69.98]
["2017-08-15T12:00:00",2017,8,15,12,5436,972,{"v":80.96000000000001,"d":"80.96"}]
["2017-08-15T15:00:00",2017,8,15,15,5439,913,{"v":82.03999999999999,"d":"82.04"}]
["2017-08-15T19:00:00",2017,8,15,19,5443,2,75.02]
["2017-08-15T22:00:00",2017,8,15,22,5446,0,66.02]
["2017-08-16T03:00:00",2017,8,16,3,5451,0,{"v":60.980000000000004,"d":"60.98"}]
["2017-08-16T06:00:00",2017,8,16,6,5454,91,60.08]
["2017-08-16T09:00:00",2017,8,16,9,5457,892,{"v":71.96000000000001,"d":"71.96"}]
["2017-08-16T10:00:00",2017,8,16,10,5458,912,75.92]
["2017-08-16T13:00:00",2017,8,16,13,5461,117,78.98]
["2017-08-16T16:00:00",2017,8,16,16,5464,1,66.92]
["2017-08-16T20:00:00",2017,8,16,20,5468,0,{"v":69.08000000000001,"d":"69.08"}]
["2017-08-16T23:00:00",2017,8,16,23,5471,0,60.08]
["2017-08-17T04:00:00",2017,8,17,4,5476,0,55.94]
["2017-08-17T07:00:00",2017,8,17,7,5479,670,{"v":64.03999999999999,"d":"64.04"}]
["2017-08-17T10:00:00",2017,8,17,10,5482,959,73.94]
["2017-08-17T11:00:00",2017,8,17,11,5483,972,78.98]
["2017-08-17T14:00:00",2017,8,17,14,5486,1,{"v":87.08000000000001,"d":"87.08"}]
["2017-08-17T17:00:00",2017,8,17,17,5489,20,80.06]
["2017-08-17T21:00:00",2017,8,17,21,5493,0,69.98]
["2017-08-18T01:00:00",2017,8,18,1,5497,0,{"v":68,"d":"68.00"}]
["2017-08-18T05:00:00",2017,8,18,5,5501,0,66.02]
["2017-08-18T08:00:00",2017,8,18,8,5504,15,71.06]
["2017-08-18T11:00:00",2017,8,18,11,5507,5,{"v":77,"d":"77.00"}]
["2017-08-18T12:00:00",2017,8,18,12,5508,270,{"v":78.08000000000001,"d":"78.08"}]
["2017-08-18T15:00:00",2017,8,18,15,5511,966,84.92]
["2017-08-18T18:00:00",2017,8,18,18,5514,732,82.94]
["2017-08-18T22:00:00",2017,8,18,22,5518,0,{"v":73.03999999999999,"d":"73.04"}]
["2017-08-19T02:00:00",2017,8,19,2,5522,0,60.08]
["2017-08-19T06:00:00",2017,8,19,6,5526,18,{"v":57.019999999999996,"d":"57.02"}]
["2017-08-19T09:00:00",2017,8,19,9,5529,870,{"v":69.08000000000001,"d":"69.08"}]
["2017-08-19T12:00:00",2017,8,19,12,5532,37,75.02]
["2017-08-19T13:00:00",2017,8,19,13,5533,0,{"v":78.08000000000001,"d":"78.08"}]
["2017-08-19T16:00:00",2017,8,19,16,5536,218,{"v":73.03999999999999,"d":"73.04"}]
["2017-08-19T20:00:00",2017,8,19,20,5540,0,64.94]
["2017-08-19T23:00:00",2017,8,19,23,5543,0,57.92]
["2017-08-20T03:00:00",2017,8,20,3,5547,0,{"v":55.040000000000006,"d":"55.04"}]
["2017-08-20T07:00:00",2017,8,20,7,5551,176,{"v":60.980000000000004,"d":"60.98"}]
["2017-08-20T10:00:00",2017,8,20,10,5554,508,75.02]
["2017-08-20T13:00:00",2017,8,20,13,5557,878,80.06]
["2017-08-20T14:00:00",2017,8,20,14,5558,765,{"v":82.03999999999999,"d":"82.04"}]
["2017-08-20T17:00:00",2017,8,20,17,5561,98,69.98]
["2017-08-20T21:00:00",2017,8,20,21,5565,0,{"v":60.980000000000004,"d":"60.98"}]
["2017-08-20",2017,8,20,24,5568,0,{"v":57.019999999999996,"d":"57.02"}]
["2017-08-21T04:00:00",2017,8,21,4,5572,0,51.08]
["2017-08-21T08:00:00",2017,8,21,8,5576,639,66.02]
["2017-08-21T11:00:00",2017,8,21,11,5579,915,{"v":80.96000000000001,"d":"80.96"}]
["2017-08-21T14:00:00",2017,8,21,14,5582,611,84.02]
["2017-08-21T15:00:00",2017,8,21,15,5583,177,84.92]
["2017-08-21T18:00:00",2017,8,21,18,5586,182,78.98]
["2017-08-21T22:00:00",2017,8,21,22,5590,0,66.92]
["2017-08-22T01:00:00",2017,8,22,1,5593,0,62.06]
["2017-08-22T05:00:00",2017,8,22,5,5597,0,{"v":59,"d":"59.00"}]
["2017-08-22T09:00:00",2017,8,22,9,5601,143,69.98]
["2017-08-22T12:00:00",2017,8,22,12,5604,919,{"v":73.03999999999999,"d":"73.04"}]
["2017-08-22T13:00:00",2017,8,22,13,5605,774,73.94]
["2017-08-22T16:00:00",2017,8,22,16,5608,393,78.98]
["2017-08-22T19:00:00",2017,8,22,19,5611,103,69.98]
["2017-08-22T22:00:00",2017,8,22,22,5614,0,62.96]
["2017-08-23T03:00:00",2017,8,23,3,5619,0,55.94]
["2017-08-23T06:00:00",2017,8,23,6,5622,107,53.06]
["2017-08-23T10:00:00",2017,8,23,10,5626,954,80.06]
["2017-08-23T13:00:00",2017,8,23,13,5629,947,87.98]
["2017-08-23T14:00:00",2017,8,23,14,5630,931,89.06]
["2017-08-23T17:00:00",2017,8,23,17,5633,480,{"v":87.08000000000001,"d":"87.08"}]
["2017-08-23T20:00:00",2017,8,23,20,5636,0,{"v":78.08000000000001,"d":"78.08"}]
["2017-08-23T23:00:00",2017,8,23,23,5639,0,71.06]
["2017-08-24T04:00:00",2017,8,24,4,5644,0,{"v":60.980000000000004,"d":"60.98"}]
["2017-08-24T07:00:00",2017,8,24,7,5647,672,64.94]
["2017-08-24T11:00:00",2017,8,24,11,5651,971,{"v":87.08000000000001,"d":"87.08"}]
["2017-08-24T14:00:00",2017,8,24,14,5654,348,{"v":89.96000000000001,"d":"89.96"}]
["2017-08-24T15:00:00",2017,8,24,15,5655,503,89.06]
["2017-08-24T18:00:00",2017,8,24,18,5658,8,{"v":82.03999999999999,"d":"82.04"}]
["2017-08-24T21:00:00",2017,8,24,21,5661,0,73.94]
["2017-08-24",2017,8,24,24,5664,0,66.02]
["2017-08-25T05:00:00",2017,8,25,5,5669,0,{"v":55.040000000000006,"d":"55.04"}]
["2017-08-25T09:00:00",2017,8,25,9,5673,215,71.06]
["2017-08-25T12:00:00",2017,8,25,12,5676,943,{"v":78.08000000000001,"d":"78.08"}]
["2017-08-25T15:00:00",2017,8,25,15,5679,813,84.92]
["2017-08-25T16:00:00",2017,8,25,16,5680,426,{"v":86,"d":"86.00"}]
["2017-08-25T19:00:00",2017,8,25,19,5683,2,73.94]
["2017-08-26T01:00:00",2017,8,26,1,5689,0,{"v":59,"d":"59.00"}]
["2017-08-26T03:00:00",2017,8,26,3,5691,0,{"v":57.019999999999996,"d":"57.02"}]
["2017-08-26T06:00:00",2017,8,26,6,5694,76,53.06]
["2017-08-26T10:00:00",2017,8,26,10,5698,957,75.02]
["2017-08-26T13:00:00",2017,8,26,13,5701,936,84.02]
["2017-08-26T16:00:00",2017,8,26,16,5704,39,84.92]
["2017-08-26T17:00:00",2017,8,26,17,5705,9,{"v":82.03999999999999,"d":"82.04"}]
["2017-08-26T20:00:00",2017,8,26,20,5708,0,73.94]
["2017-08-27T02:00:00",2017,8,27,2,5714,0,{"v":60.980000000000004,"d":"60.98"}]
["2017-08-27T04:00:00",2017,8,27,4,5716,0,{"v":57.019999999999996,"d":"57.02"}]
["2017-08-27T07:00:00",2017,8,27,7,5719,2,57.92]
["2017-08-27T11:00:00",2017,8,27,11,5723,859,{"v":69.08000000000001,"d":"69.08"}]
["2017-08-27T14:00:00",2017,8,27,14,5726,777,78.98]
["2017-08-27T17:00:00",2017,8,27,17,5729,666,80.06]
["2017-08-27T18:00:00",2017,8,27,18,5730,442,78.98]
["2017-08-27T23:00:00",2017,8,27,23,5735,0,64.94]
["2017-08-28T02:00:00",2017,8,28,2,5738,0,60.08]
["2017-08-28T05:00:00",2017,8,28,5,5741,0,{"v":59,"d":"59.00"}]
["2017-08-28T08:00:00",2017,8,28,8,5744,849,64.94]
["2017-08-28T12:00:00",2017,8,28,12,5748,984,{"v":82.03999999999999,"d":"82.04"}]
["2017-08-28T15:00:00",2017,8,28,15,5751,727,{"v":86,"d":"86.00"}]
["2017-08-28T18:00:00",2017,8,28,18,5754,438,{"v":80.96000000000001,"d":"80.96"}]
["2017-08-28T19:00:00",2017,8,28,19,5755,53,75.92]
["2017-08-28",2017,8,28,24,5760,0,62.06]
["2017-08-29T03:00:00",2017,8,29,3,5763,0,{"v":57.019999999999996,"d":"57.02"}]
["2017-08-29T06:00:00",2017,8,29,6,5766,39,51.08]
["2017-08-29T09:00:00",2017,8,29,9,5769,918,71.06]
["2017-08-29T13:00:00",2017,8,29,13,5773,933,{"v":87.08000000000001,"d":"87.08"}]
["2017-08-29T16:00:00",2017,8,29,16,5776,544,{"v":86,"d":"86.00"}]
["2017-08-29T17:00:00",2017,8,29,17,5777,237,{"v":86,"d":"86.00"}]
["2017-08-29T20:00:00",2017,8,29,20,5780,0,73.94]
["2017-08-30T01:00:00",2017,8,30,1,5785,0,69.98]
["2017-08-30T04:00:00",2017,8,30,4,5788,0,66.02]
["2017-08-30T07:00:00",2017,8,30,7,5791,576,66.92]
["2017-08-30T10:00:00",2017,8,30,10,5794,935,84.92]
["2017-08-30T14:00:00",2017,8,30,14,5798,258,{"v":91.03999999999999,"d":"91.04"}]
["2017-08-30T17:00:00",2017,8,30,17,5801,71,{"v":87.08000000000001,"d":"87.08"}]
["2017-08-30T18:00:00",2017,8,30,18,5802,10,{"v":87.08000000000001,"d":"87.08"}]
["2017-08-30T22:00:00",2017,8,30,22,5806,0,{"v":71.96000000000001,"d":"71.96"}]
["2017-08-31T01:00:00",2017,8,31,1,5809,0,66.02]
["2017-08-31T05:00:00",2017,8,31,5,5813,0,62.96]
["2017-08-31T08:00:00",2017,8,31,8,5816,849,75.92]
["2017-08-31T11:00:00",2017,8,31,11,5819,997,{"v":87.08000000000001,"d":"87.08"}]
["2017-08-31T15:00:00",2017,8,31,15,5823,785,{"v":91.03999999999999,"d":"91.04"}]
["2017-08-31T18:00:00",2017,8,31,18,5826,542,{"v":86,"d":"86.00"}]
["2017-08-31T19:00:00",2017,8,31,19,5827,45,82.94]
["2017-08-31T23:00:00",2017,8,31,23,5831,0,75.02]
["2017-09-01T02:00:00",2017,9,1,2,5834,0,{"v":68.9,"d":"68.90"}]
["2017-09-01T06:00:00",2017,9,1,6,5838,3,62.06]
["2017-09-01T09:00:00",2017,9,1,9,5841,36,{"v":69.08000000000001,"d":"69.08"}]
["2017-09-01T13:00:00",2017,9,1,13,5845,446,{"v":77,"d":"77.00"}]
["2017-09-01T16:00:00",2017,9,1,16,5848,241,{"v":78.08000000000001,"d":"78.08"}]
["2017-09-01T19:00:00",2017,9,1,19,5851,2,69.98]
["2017-09-01T20:00:00",2017,9,1,20,5852,0,66.92]
["2017-09-01",2017,9,1,24,5856,0,{"v":64.03999999999999,"d":"64.04"}]
["2017-09-02T03:00:00",2017,9,2,3,5859,0,{"v":57.019999999999996,"d":"57.02"}]
["2017-09-02T07:00:00",2017,9,2,7,5863,96,{"v":60.980000000000004,"d":"60.98"}]
["2017-09-02T10:00:00",2017,9,2,10,5866,431,71.06]
["2017-09-02T14:00:00",2017,9,2,14,5870,689,80.06]
["2017-09-02T17:00:00",2017,9,2,17,5873,460,80.06]
["2017-09-02T20:00:00",2017,9,2,20,5876,0,62.96]
["2017-09-02T21:00:00",2017,9,2,21,5877,0,62.06]
["2017-09-03T01:00:00",2017,9,3,1,5881,0,{"v":59,"d":"59.00"}]
["2017-09-03T05:00:00",2017,9,3,5,5885,0,48.92]
["2017-09-03T08:00:00",2017,9,3,8,5888,803,{"v":64.03999999999999,"d":"64.04"}]
["2017-09-03T11:00:00",2017,9,3,11,5891,988,{"v":73.03999999999999,"d":"73.04"}]
["2017-09-03T15:00:00",2017,9,3,15,5895,943,{"v":78.08000000000001,"d":"78.08"}]
["2017-09-03T18:00:00",2017,9,3,18,5898,551,73.94]
["2017-09-03T21:00:00",2017,9,3,21,5901,0,{"v":60.980000000000004,"d":"60.98"}]
["2017-09-03T22:00:00",2017,9,3,22,5902,0,53.96]
["2017-09-04T02:00:00",2017,9,4,2,5906,0,{"v":50,"d":"50.00"}]
["2017-09-04T06:00:00",2017,9,4,6,5910,57,46.04]
["2017-09-04T09:00:00",2017,9,4,9,5913,946,{"v":64.03999999999999,"d":"64.04"}]
["2017-09-04T12:00:00",2017,9,4,12,5916,1032,{"v":73.03999999999999,"d":"73.04"}]
["2017-09-04T16:00:00",2017,9,4,16,5920,922,{"v":77,"d":"77.00"}]
["2017-09-04T19:00:00",2017,9,4,19,5923,5,62.96]
["2017-09-04T23:00:00",2017,9,4,23,5927,0,53.96]
["2017-09-04",2017,9,4,24,5928,0,51.08]
["2017-09-05T03:00:00",2017,9,5,3,5931,0,48.92]
["2017-09-05T07:00:00",2017,9,5,7,5935,647,{"v":55.040000000000006,"d":"55.04"}]
["2017-09-05T10:00:00",2017,9,5,10,5938,947,{"v":73.03999999999999,"d":"73.04"}]
["2017-09-05T13:00:00",2017,9,5,13,5941,1011,84.02]
["2017-09-05T17:00:00",2017,9,5,17,5945,529,84.02]
["2017-09-05T20:00:00",2017,9,5,20,5948,0,{"v":71.96000000000001,"d":"71.96"}]
["2017-09-05",2017,9,5,24,5952,0,{"v":55.040000000000006,"d":"55.04"}]
["2017-09-06T01:00:00",2017,9,6,1,5953,0,{"v":55.040000000000006,"d":"55.04"}]
["2017-09-06T04:00:00",2017,9,6,4,5956,0,53.06]
["2017-09-06T08:00:00",2017,9,6,8,5960,259,{"v":64.03999999999999,"d":"64.04"}]
["2017-09-06T11:00:00",2017,9,6,11,5963,411,82.94]
["2017-09-06T14:00:00",2017,9,6,14,5966,603,{"v":86,"d":"86.00"}]
["2017-09-06T18:00:00",2017,9,6,18,5970,184,{"v":82.03999999999999,"d":"82.04"}]
["2017-09-06T21:00:00",2017,9,6,21,5973,0,{"v":68,"d":"68.00"}]
["2017-09-06T23:00:00",2017,9,6,23,5975,0,66.02]
["2017-09-07T02:00:00",2017,9,7,2,5978,0,62.06]
["2017-09-07T05:00:00",2017,9,7,5,5981,0,62.96]
["2017-09-07T09:00:00",2017,9,7,9,5985,449,75.92]
["2017-09-07T12:00:00",2017,9,7,12,5988,793,{"v":89.96000000000001,"d":"89.96"}]
["2017-09-07T16:00:00",2017,9,7,16,5992,710,93.02]
["2017-09-07T19:00:00",2017,9,7,19,5995,2,78.98]
["2017-09-07T22:00:00",2017,9,7,22,5998,0,66.02]
["2017-09-07",2017,9,7,24,6000,0,62.06]
["2017-09-08T03:00:00",2017,9,8,3,6003,0,57.92]
["2017-09-08T06:00:00",2017,9,8,6,6006,20,53.96]
["2017-09-08T10:00:00",2017,9,8,10,6010,810,{"v":73.03999999999999,"d":"73.04"}]
["2017-09-08T13:00:00",2017,9,8,13,6013,824,{"v":78.08000000000001,"d":"78.08"}]
["2017-09-08T17:00:00",2017,9,8,17,6017,461,{"v":82.03999999999999,"d":"82.04"}]
["2017-09-08T20:00:00",2017,9,8,20,6020,0,{"v":71.96000000000001,"d":"71.96"}]
["2017-09-08T23:00:00",2017,9,8,23,6023,0,{"v":60.980000000000004,"d":"60.98"}]
["2017-09-09T01:00:00",2017,9,9,1,6025,0,66.92]
["2017-09-09T04:00:00",2017,9,9,4,6028,0,53.96]
["2017-09-09T07:00:00",2017,9,9,7,6031,463,{"v":59,"d":"59.00"}]
["2017-09-09T11:00:00",2017,9,9,11,6035,859,{"v":87.08000000000001,"d":"87.08"}]
["2017-09-09T14:00:00",2017,9,9,14,6038,659,{"v":91.03999999999999,"d":"91.04"}]
["2017-09-09T18:00:00",2017,9,9,18,6042,6,82.94]
["2017-09-09T20:00:00",2017,9,9,20,6044,0,{"v":78.08000000000001,"d":"78.08"}]
["2017-09-10T01:00:00",2017,9,10,1,6049,0,62.96]
["2017-09-10T02:00:00",2017,9,10,2,6050,0,62.06]
["2017-09-10T05:00:00",2017,9,10,5,6053,0,62.06]
["2017-09-10T09:00:00",2017,9,10,9,6057,2,78.98]
["2017-09-10T12:00:00",2017,9,10,12,6060,401,{"v":80.96000000000001,"d":"80.96"}]
["2017-09-10T15:00:00",2017,9,10,15,6063,16,{"v":80.96000000000001,"d":"80.96"}]
["2017-09-10T19:00:00",2017,9,10,19,6067,2,{"v":73.03999999999999,"d":"73.04"}]
["2017-09-10T21:00:00",2017,9,10,21,6069,0,69.98]
["2017-09-11T02:00:00",2017,9,11,2,6074,0,{"v":68,"d":"68.00"}]
["2017-09-11T03:00:00",2017,9,11,3,6075,0,62.96]
["2017-09-11T06:00:00",2017,9,11,6,6078,2,62.06]
["2017-09-11T10:00:00",2017,9,11,10,6082,787,71.06]
["2017-09-11T13:00:00",2017,9,11,13,6085,26,{"v":78.08000000000001,"d":"78.08"}]
["2017-09-11T16:00:00",2017,9,11,16,6088,19,62.96]
["2017-09-11T18:00:00",2017,9,11,18,6090,4,53.96]
["2017-09-11",2017,9,11,24,6096,0,{"v":48.019999999999996,"d":"48.02"}]
["2017-09-12T03:00:00",2017,9,12,3,6099,0,44.96]
["2017-09-12T04:00:00",2017,9,12,4,6100,0,44.06]
["2017-09-12T07:00:00",2017,9,12,7,6103,3,42.08]
["2017-09-12T11:00:00",2017,9,12,11,6107,3,44.06]
["2017-09-12T14:00:00",2017,9,12,14,6110,2,44.06]
["2017-09-12T17:00:00",2017,9,12,17,6113,2,44.96]
["2017-09-12T19:00:00",2017,9,12,19,6115,2,44.96]
["2017-09-13T01:00:00",2017,9,13,1,6121,0,44.06]
["2017-09-13T02:00:00",2017,9,13,2,6122,0,44.06]
["2017-09-13T05:00:00",2017,9,13,5,6125,0,44.06]
["2017-09-13T08:00:00",2017,9,13,8,6128,2,48.92]
["2017-09-13T12:00:00",2017,9,13,12,6132,2,53.06]
["2017-09-13T15:00:00",2017,9,13,15,6135,2,51.08]
["2017-09-13T18:00:00",2017,9,13,18,6138,2,{"v":48.019999999999996,"d":"48.02"}]
["2017-09-13T20:00:00",2017,9,13,20,6140,0,{"v":48.019999999999996,"d":"48.02"}]
["2017-09-14T02:00:00",2017,9,14,2,6146,0,{"v":48.019999999999996,"d":"48.02"}]
["2017-09-14T03:00:00",2017,9,14,3,6147,0,46.04]
["2017-09-14T06:00:00",2017,9,14,6,6150,2,46.94]
["2017-09-14T09:00:00",2017,9,14,9,6153,3,{"v":51.980000000000004,"d":"51.98"}]
["2017-09-14T13:00:00",2017,9,14,13,6157,4,{"v":51.980000000000004,"d":"51.98"}]
["2017-09-14T16:00:00",2017,9,14,16,6160,193,57.92]
["2017-09-14T21:00:00",2017,9,14,21,6165,0,51.08]
["2017-09-14",2017,9,14,24,6168,0,46.94]
["2017-09-15T03:00:00",2017,9,15,3,6171,0,44.06]
["2017-09-15T04:00:00",2017,9,15,4,6172,0,42.08]
["2017-09-15T07:00:00",2017,9,15,7,6175,350,44.06]
["2017-09-15T10:00:00",2017,9,15,10,6178,873,{"v":60.980000000000004,"d":"60.98"}]
["2017-09-15T14:00:00",2017,9,15,14,6182,616,{"v":69.08000000000001,"d":"69.08"}]
["2017-09-15T17:00:00",2017,9,15,17,6185,606,69.98]
["2017-09-15T22:00:00",2017,9,15,22,6190,0,{"v":51.980000000000004,"d":"51.98"}]
["2017-09-16T01:00:00",2017,9,16,1,6193,0,{"v":51.980000000000004,"d":"51.98"}]
["2017-09-16T04:00:00",2017,9,16,4,6196,0,{"v":50,"d":"50.00"}]
["2017-09-16T05:00:00",2017,9,16,5,6197,0,{"v":50,"d":"50.00"}]
["2017-09-16T08:00:00",2017,9,16,8,6200,814,60.08]
["2017-09-16T11:00:00",2017,9,16,11,6203,979,75.92]
["2017-09-16T15:00:00",2017,9,16,15,6207,938,{"v":82.03999999999999,"d":"82.04"}]
["2017-09-16T18:00:00",2017,9,16,18,6210,332,73.94]
["2017-09-16T23:00:00",2017,9,16,23,6215,0,57.92]
["2017-09-17T02:00:00",2017,9,17,2,6218,0,53.06]
["2017-09-17T05:00:00",2017,9,17,5,6221,0,48.92]
["2017-09-17T06:00:00",2017,9,17,6,6222,50,44.96]
["2017-09-17T09:00:00",2017,9,17,9,6225,941,71.06]
["2017-09-17T13:00:00",2017,9,17,13,6229,965,{"v":82.03999999999999,"d":"82.04"}]
["2017-09-17T16:00:00",2017,9,17,16,6232,817,84.02]
["2017-09-17T20:00:00",2017,9,17,20,6236,0,66.02]
["2017-09-17",2017,9,17,24,6240,0,57.92]
["2017-09-18T03:00:00",2017,9,18,3,6243,0,62.96]
["2017-09-18T06:00:00",2017,9,18,6,6246,16,55.94]
["2017-09-18T07:00:00",2017,9,18,7,6247,471,62.96]
["2017-09-18T10:00:00",2017,9,18,10,6250,602,{"v":77,"d":"77.00"}]
["2017-09-18T14:00:00",2017,9,18,14,6254,248,{"v":82.03999999999999,"d":"82.04"}]
["2017-09-18T17:00:00",2017,9,18,17,6257,391,71.06]
["2017-09-18T21:00:00",2017,9,18,21,6261,0,{"v":51.980000000000004,"d":"51.98"}]
["2017-09-19T01:00:00",2017,9,19,1,6265,0,{"v":48.019999999999996,"d":"48.02"}]
["2017-09-19T04:00:00",2017,9,19,4,6268,0,{"v":48.019999999999996,"d":"48.02"}]
["2017-09-19T05:00:00",2017,9,19,5,6269,0,{"v":48.019999999999996,"d":"48.02"}]
["2017-09-19T08:00:00",2017,9,19,8,6272,860,{"v":51.980000000000004,"d":"51.98"}]
["2017-09-19T11:00:00",2017,9,19,11,6275,903,66.02]
["2017-09-19T15:00:00",2017,9,19,15,6279,960,75.92]
["2017-09-19T18:00:00",2017,9,19,18,6282,312,{"v":68,"d":"68.00"}]
["2017-09-19T22:00:00",2017,9,19,22,6286,0,48.92]
["2017-09-20T02:00:00",2017,9,20,2,6290,0,39.92]
["2017-09-20T05:00:00",2017,9,20,5,6293,0,{"v":41,"d":"41.00"}]
["2017-09-20T06:00:00",2017,9,20,6,6294,41,{"v":42.980000000000004,"d":"42.98"}]
["2017-09-20T09:00:00",2017,9,20,9,6297,967,69.98]
["2017-09-20T12:00:00",2017,9,20,12,6300,993,{"v":82.03999999999999,"d":"82.04"}]
["2017-09-20T16:00:00",2017,9,20,16,6304,852,84.02]
["2017-09-20T19:00:00",2017,9,20,19,6307,0,69.98]
["2017-09-20T23:00:00",2017,9,20,23,6311,0,62.06]
["2017-09-21T03:00:00",2017,9,21,3,6315,0,{"v":57.019999999999996,"d":"57.02"}]
["2017-09-21T06:00:00",2017,9,21,6,6318,2,{"v":51.980000000000004,"d":"51.98"}]
["2017-09-21T07:00:00",2017,9,21,7,6319,4,57.92]
["2017-09-21T10:00:00",2017,9,21,10,6322,417,69.98]
["2017-09-21T13:00:00",2017,9,21,13,6325,369,{"v":77,"d":"77.00"}]
["2017-09-21T17:00:00",2017,9,21,17,6329,8,75.02]
["2017-09-21T20:00:00",2017,9,21,20,6332,0,64.94]
["2017-09-22T01:00:00",2017,9,22,1,6337,0,{"v":51.980000000000004,"d":"51.98"}]
["2017-09-22T04:00:00",2017,9,22,4,6340,0,{"v":50,"d":"50.00"}]
["2017-09-22T07:00:00",2017,9,22,7,6343,517,57.92]
["2017-09-22T08:00:00",2017,9,22,8,6344,801,{"v":64.03999999999999,"d":"64.04"}]
["2017-09-22T11:00:00",2017,9,22,11,6347,8,{"v":69.08000000000001,"d":"69.08"}]
["2017-09-22T14:00:00",2017,9,22,14,6350,523,66.02]
["2017-09-22T17:00:00",2017,9,22,17,6353,116,{"v":68,"d":"68.00"}]
["2017-09-22T22:00:00",2017,9,22,22,6358,0,{"v":50,"d":"50.00"}]
["2017-09-23T02:00:00",2017,9,23,2,6362,0,46.04]
["2017-09-23T05:00:00",2017,9,23,5,6365,0,44.06]
["2017-09-23T08:00:00",2017,9,23,8,6368,775,53.96]
["2017-09-23T09:00:00",2017,9,23,9,6369,874,53.96]
["2017-09-23T12:00:00",2017,9,23,12,6372,976,69.98]
["2017-09-23T15:00:00",2017,9,23,15,6375,902,73.94]
["2017-09-23T18:00:00",2017,9,23,18,6378,221,66.92]
["2017-09-23T23:00:00",2017,9,23,23,6383,0,53.96]
["2017-09-24T03:00:00",2017,9,24,3,6387,0,{"v":50,"d":"50.00"}]
["2017-09-24T06:00:00",2017,9,24,6,6390,18,{"v":50,"d":"50.00"}]
["2017-09-24T09:00:00",2017,9,24,9,6393,922,66.02]
["2017-09-24T10:00:00",2017,9,24,10,6394,953,71.06]
["2017-09-24T13:00:00",2017,9,24,13,6397,987,78.98]
["2017-09-24T19:00:00",2017,9,24,19,6403,0,64.94]
["2017-09-24T21:00:00",2017,9,24,21,6405,0,60.08]
["2017-09-24",2017,9,24,24,6408,0,{"v":57.019999999999996,"d":"57.02"}]
["2017-09-25T04:00:00",2017,9,25,4,6412,0,46.04]
["2017-09-25T07:00:00",2017,9,25,7,6415,350,{"v":55.040000000000006,"d":"55.04"}]
["2017-09-25T10:00:00",2017,9,25,10,6418,685,{"v":73.03999999999999,"d":"73.04"}]
["2017-09-25T11:00:00",2017,9,25,11,6419,772,{"v":77,"d":"77.00"}]
["2017-09-25T14:00:00",2017,9,25,14,6422,922,82.94]
["2017-09-25T20:00:00",2017,9,25,20,6428,0,69.98]
["2017-09-25T22:00:00",2017,9,25,22,6430,0,60.08]
["2017-09-26T01:00:00",2017,9,26,1,6433,0,{"v":51.980000000000004,"d":"51.98"}]
["2017-09-26T05:00:00",2017,9,26,5,6437,0,{"v":51.980000000000004,"d":"51.98"}]
["2017-09-26T08:00:00",2017,9,26,8,6440,800,62.06]
["2017-09-26T09:00:00",2017,9,26,9,6441,807,69.98]
["2017-09-26T12:00:00",2017,9,26,12,6444,684,{"v":78.08000000000001,"d":"78.08"}]
["2017-09-26T15:00:00",2017,9,26,15,6447,362,{"v":80.96000000000001,"d":"80.96"}]
["2017-09-26T21:00:00",2017,9,26,21,6453,0,64.94]
["2017-09-26T23:00:00",2017,9,26,23,6455,0,{"v":60.980000000000004,"d":"60.98"}]
["2017-09-27T02:00:00",2017,9,27,2,6458,0,53.06]
["2017-09-27T06:00:00",2017,9,27,6,6462,3,48.92]
["2017-09-27T09:00:00",2017,9,27,9,6465,883,62.96]
["2017-09-27T10:00:00",2017,9,27,10,6466,958,{"v":69.08000000000001,"d":"69.08"}]
["2017-09-27T13:00:00",2017,9,27,13,6469,926,75.92]
["2017-09-27T18:00:00",2017,9,27,18,6474,91,69.98]
["2017-09-27T21:00:00",2017,9,27,21,6477,0,60.08]
["2017-09-27",2017,9,27,24,6480,0,{"v":50,"d":"50.00"}]
["2017-09-28T03:00:00",2017,9,28,3,6483,0,53.06]
["2017-09-28T07:00:00",2017,9,28,7,6487,184,{"v":51.980000000000004,"d":"51.98"}]
["2017-09-28T10:00:00",2017,9,28,10,6490,486,{"v":55.040000000000006,"d":"55.04"}]
["2017-09-28T11:00:00",2017,9,28,11,6491,906,{"v":57.019999999999996,"d":"57.02"}]
["2017-09-28T14:00:00",2017,9,28,14,6494,21,57.92]
["2017-09-28T19:00:00",2017,9,28,19,6499,0,{"v":50,"d":"50.00"}]
["2017-09-28T22:00:00",2017,9,28,22,6502,0,48.92]
["2017-09-29T01:00:00",2017,9,29,1,6505,0,39.92]
["2017-09-29T05:00:00",2017,9,29,5,6509,0,35.96]
["2017-09-29T08:00:00",2017,9,29,8,6512,797,46.04]
["2017-09-29T11:00:00",2017,9,29,11,6515,885,{"v":59,"d":"59.00"}]
["2017-09-29T12:00:00",2017,9,29,12,6516,988,62.06]
["2017-09-29T16:00:00",2017,9,29,16,6520,861,{"v":64.03999999999999,"d":"64.04"}]
["2017-09-29T19:00:00",2017,9,29,19,6523,0,51.08]
["2017-09-29T23:00:00",2017,9,29,23,6527,0,{"v":42.980000000000004,"d":"42.98"}]
["2017-09-30T02:00:00",2017,9,30,2,6530,0,35.96]
["2017-09-30T06:00:00",2017,9,30,6,6534,0,37.94]
["2017-09-30T09:00:00",2017,9,30,9,6537,568,{"v":57.019999999999996,"d":"57.02"}]
["2017-09-30T12:00:00",2017,9,30,12,6540,315,66.02]
["2017-09-30T13:00:00",2017,9,30,13,6541,667,66.02]
["2017-09-30T17:00:00",2017,9,30,17,6545,2,{"v":68,"d":"68.00"}]
["2017-09-30T20:00:00",2017,9,30,20,6548,0,60.08]
["2017-09-30",2017,9,30,24,6552,0,{"v":53.6,"d":"53.60"}]
["2017-10-01T03:00:00",2017,10,1,3,6555,0,{"v":56.120000000000005,"d":"56.12"}]
["2017-10-01T07:00:00",2017,10,1,7,6559,391,{"v":60.980000000000004,"d":"60.98"}]
["2017-10-01T10:00:00",2017,10,1,10,6562,1019,{"v":73.03999999999999,"d":"73.04"}]
["2017-10-01T13:00:00",2017,10,1,13,6565,1007,75.92]
["2017-10-01T14:00:00",2017,10,1,14,6566,1013,75.02]
["2017-10-01T18:00:00",2017,10,1,18,6570,55,57.92]
["2017-10-01T22:00:00",2017,10,1,22,6574,0,46.94]
["2017-10-02T01:00:00",2017,10,2,1,6577,0,44.96]
["2017-10-02T04:00:00",2017,10,2,4,6580,0,{"v":39.019999999999996,"d":"39.02"}]
["2017-10-02T08:00:00",2017,10,2,8,6584,728,{"v":48.019999999999996,"d":"48.02"}]
["2017-10-02T11:00:00",2017,10,2,11,6587,950,53.96]
["2017-10-02T14:00:00",2017,10,2,14,6590,909,62.06]
["2017-10-02T15:00:00",2017,10,2,15,6591,837,64.94]
["2017-10-02T19:00:00",2017,10,2,19,6595,0,{"v":57.019999999999996,"d":"57.02"}]
["2017-10-02T23:00:00",2017,10,2,23,6599,0,46.94]
["2017-10-03T02:00:00",2017,10,3,2,6602,0,42.08]
["2017-10-03T05:00:00",2017,10,3,5,6605,0,{"v":39.019999999999996,"d":"39.02"}]
["2017-10-03T09:00:00",2017,10,3,9,6609,0,{"v":41,"d":"41.00"}]
["2017-10-03T12:00:00",2017,10,3,12,6612,3,46.94]
["2017-10-03T13:00:00",2017,10,3,13,6613,5,{"v":50,"d":"50.00"}]
["2017-10-03T16:00:00",2017,10,3,16,6616,531,53.96]
["2017-10-03T20:00:00",2017,10,3,20,6620,0,48.92]
["2017-10-03",2017,10,3,24,6624,0,44.06]
["2017-10-04T03:00:00",2017,10,4,3,6627,0,{"v":41,"d":"41.00"}]
["2017-10-04T06:00:00",2017,10,4,6,6630,0,{"v":39.019999999999996,"d":"39.02"}]
["2017-10-04T10:00:00",2017,10,4,10,6634,900,{"v":60.980000000000004,"d":"60.98"}]
["2017-10-04T13:00:00",2017,10,4,13,6637,93,{"v":69.08000000000001,"d":"69.08"}]
["2017-10-04T17:00:00",2017,10,4,17,6641,21,66.92]
["2017-10-04T18:00:00",2017,10,4,18,6642,4,62.96]
["2017-10-04T21:00:00",2017,10,4,21,6645,0,53.96]
["2017-10-05T01:00:00",2017,10,5,1,6649,0,48.92]
["2017-10-05T04:00:00",2017,10,5,4,6652,0,46.94]
["2017-10-05T07:00:00",2017,10,5,7,6655,0,46.04]
["2017-10-05T11:00:00",2017,10,5,11,6659,804,57.92]
["2017-10-05T14:00:00",2017,10,5,14,6662,850,{"v":64.03999999999999,"d":"64.04"}]
["2017-10-05T18:00:00",2017,10,5,18,6666,0,{"v":59,"d":"59.00"}]
["2017-10-05T19:00:00",2017,10,5,19,6667,0,{"v":57.019999999999996,"d":"57.02"}]
["2017-10-05T22:00:00",2017,10,5,22,6670,0,{"v":48.019999999999996,"d":"48.02"}]
["2017-10-06T02:00:00",2017,10,6,2,6674,0,37.94]
["2017-10-06T05:00:00",2017,10,6,5,6677,0,35.06]
["2017-10-06T09:00:00",2017,10,6,9,6681,857,{"v":51.980000000000004,"d":"51.98"}]
["2017-10-06T12:00:00",2017,10,6,12,6684,989,62.96]
["2017-10-06T15:00:00",2017,10,6,15,6687,809,69.98]
["2017-10-06T19:00:00",2017,10,6,19,6691,0,55.94]
["2017-10-06T20:00:00",2017,10,6,20,6692,0,{"v":51.980000000000004,"d":"51.98"}]
["2017-10-06T23:00:00",2017,10,6,23,6695,0,48.92]
["2017-10-07T03:00:00",2017,10,7,3,6699,0,{"v":41,"d":"41.00"}]
["2017-10-07T06:00:00",2017,10,7,6,6702,0,37.94]
["2017-10-07T10:00:00",2017,10,7,10,6706,916,{"v":51.980000000000004,"d":"51.98"}]
["2017-10-07T13:00:00",2017,10,7,13,6709,753,{"v":60.980000000000004,"d":"60.98"}]
["2017-10-07T16:00:00",2017,10,7,16,6712,780,64.94]
["2017-10-07T18:00:00",2017,10,7,18,6714,0,55.94]
["2017-10-07T21:00:00",2017,10,7,21,6717,0,{"v":48.019999999999996,"d":"48.02"}]
["2017-10-08T01:00:00",2017,10,8,1,6721,0,{"v":41,"d":"41.00"}]
["2017-10-08T04:00:00",2017,10,8,4,6724,0,{"v":42.980000000000004,"d":"42.98"}]
["2017-10-08T07:00:00",2017,10,8,7,6727,412,46.04]
["2017-10-08T11:00:00",2017,10,8,11,6731,991,69.98]
["2017-10-08T14:00:00",2017,10,8,14,6734,973,{"v":73.03999999999999,"d":"73.04"}]
["2017-10-08T17:00:00",2017,10,8,17,6737,579,71.06]
["2017-10-08T19:00:00",2017,10,8,19,6739,0,{"v":59,"d":"59.00"}]
["2017-10-08T22:00:00",2017,10,8,22,6742,0,{"v":50,"d":"50.00"}]
["2017-10-09T02:00:00",2017,10,9,2,6746,0,46.94]
["2017-10-09T05:00:00",2017,10,9,5,6749,0,46.04]
["2017-10-09T08:00:00",2017,10,9,8,6752,599,53.06]
["2017-10-09T12:00:00",2017,10,9,12,6756,956,{"v":68,"d":"68.00"}]
["2017-10-09T14:00:00",2017,10,9,14,6758,910,{"v":69.08000000000001,"d":"69.08"}]
["2017-10-09T19:00:00",2017,10,9,19,6763,0,55.94]
["2017-10-09T20:00:00",2017,10,9,20,6764,0,{"v":55.040000000000006,"d":"55.04"}]
["2017-10-09T23:00:00",2017,10,9,23,6767,0,{"v":50,"d":"50.00"}]
["2017-10-10T03:00:00",2017,10,10,3,6771,0,48.92]
["2017-10-10T06:00:00",2017,10,10,6,6774,0,{"v":48.019999999999996,"d":"48.02"}]
["2017-10-10T09:00:00",2017,10,10,9,6777,916,66.92]
["2017-10-10T13:00:00",2017,10,10,13,6781,973,{"v":82.03999999999999,"d":"82.04"}]
["2017-10-10T15:00:00",2017,10,10,15,6783,969,82.94]
["2017-10-10T18:00:00",2017,10,10,18,6786,0,64.94]
["2017-10-10T21:00:00",2017,10,10,21,6789,0,62.06]
["2017-10-10",2017,10,10,24,6792,0,{"v":55.040000000000006,"d":"55.04"}]
["2017-10-11T04:00:00",2017,10,11,4,6796,0,57.92]
["2017-10-11T07:00:00",2017,10,11,7,6799,4,{"v":59,"d":"59.00"}]
["2017-10-11T10:00:00",2017,10,11,10,6802,467,{"v":78.08000000000001,"d":"78.08"}]
["2017-10-11T14:00:00",2017,10,11,14,6806,47,{"v":82.03999999999999,"d":"82.04"}]
["2017-10-11T16:00:00",2017,10,11,16,6808,144,78.98]
["2017-10-11T19:00:00",2017,10,11,19,6811,0,{"v":68,"d":"68.00"}]
["2017-10-11T22:00:00",2017,10,11,22,6814,0,53.96]
["2017-10-12T01:00:00",2017,10,12,1,6817,0,53.06]
["2017-10-12T05:00:00",2017,10,12,5,6821,0,{"v":51.980000000000004,"d":"51.98"}]
["2017-10-12T08:00:00",2017,10,12,8,6824,793,{"v":59,"d":"59.00"}]
["2017-10-12T11:00:00",2017,10,12,11,6827,1011,78.98]
["2017-10-12T13:00:00",2017,10,12,13,6829,496,{"v":82.03999999999999,"d":"82.04"}]
["2017-10-12T19:00:00",2017,10,12,19,6835,0,64.94]
["2017-10-12T20:00:00",2017,10,12,20,6836,0,{"v":59,"d":"59.00"}]
["2017-10-12T23:00:00",2017,10,12,23,6839,0,{"v":51.980000000000004,"d":"51.98"}]
["2017-10-13T02:00:00",2017,10,13,2,6842,0,51.08]
["2017-10-13T06:00:00",2017,10,13,6,6846,0,{"v":48.019999999999996,"d":"48.02"}]
["2017-10-13T09:00:00",2017,10,13,9,6849,436,{"v":68,"d":"68.00"}]
["2017-10-13T13:00:00",2017,10,13,13,6853,980,{"v":80.96000000000001,"d":"80.96"}]
["2017-10-13T14:00:00",2017,10,13,14,6854,921,{"v":82.03999999999999,"d":"82.04"}]
["2017-10-13T20:00:00",2017,10,13,20,6860,0,62.96]
["2017-10-13T21:00:00",2017,10,13,21,6861,0,{"v":59,"d":"59.00"}]
["2017-10-13",2017,10,13,24,6864,0,53.96]
["2017-10-14T03:00:00",2017,10,14,3,6867,0,53.96]
["2017-10-14T07:00:00",2017,10,14,7,6871,238,{"v":50,"d":"50.00"}]
["2017-10-14T10:00:00",2017,10,14,10,6874,643,66.92]
["2017-10-14T15:00:00",2017,10,14,15,6879,228,{"v":78.08000000000001,"d":"78.08"}]
["2017-10-14T18:00:00",2017,10,14,18,6882,0,66.92]
["2017-10-14T21:00:00",2017,10,14,21,6885,0,{"v":57.019999999999996,"d":"57.02"}]
["2017-10-14T22:00:00",2017,10,14,22,6886,0,55.94]
["2017-10-15T01:00:00",2017,10,15,1,6889,0,{"v":50,"d":"50.00"}]
["2017-10-15T05:00:00",2017,10,15,5,6893,0,39.92]
["2017-10-15T08:00:00",2017,10,15,8,6896,0,51.08]
["2017-10-15T11:00:00",2017,10,15,11,6899,0,51.08]
["2017-10-15T16:00:00",2017,10,15,16,6904,0,46.04]
["2017-10-15T19:00:00",2017,10,15,19,6907,0,35.96]
["2017-10-15T22:00:00",2017,10,15,22,6910,0,33.98]
["2017-10-15T23:00:00",2017,10,15,23,6911,0,33.98]
["2017-10-16T02:00:00",2017,10,16,2,6914,0,33.08]
["2017-10-16T06:00:00",2017,10,16,6,6918,0,30.02]
["2017-10-16T09:00:00",2017,10,16,9,6921,1,30.92]
["2017-10-16T12:00:00",2017,10,16,12,6924,9,33.08]
["2017-10-16T17:00:00",2017,10,16,17,6929,1,{"v":32,"d":"32.00"}]
["2017-10-16T20:00:00",2017,10,16,20,6932,0,30.92]
["2017-10-16T23:00:00",2017,10,16,23,6935,0,30.92]
["2017-10-16",2017,10,16,24,6936,0,30.92]
["2017-10-17T03:00:00",2017,10,17,3,6939,0,30.92]
["2017-10-17T07:00:00",2017,10,17,7,6943,0,30.92]
["2017-10-17T10:00:00",2017,10,17,10,6946,0,33.98]
["2017-10-17T14:00:00",2017,10,17,14,6950,0,35.96]
["2017-10-17T18:00:00",2017,10,17,18,6954,0,35.96]
["2017-10-17T21:00:00",2017,10,17,21,6957,0,33.98]
["2017-10-17T22:00:00",2017,10,17,22,6958,0,33.98]
["2017-10-18T01:00:00",2017,10,18,1,6961,0,33.98]
["2017-10-18T04:00:00",2017,10,18,4,6964,0,33.08]
["2017-10-18T08:00:00",2017,10,18,8,6968,53,33.98]
["2017-10-18T11:00:00",2017,10,18,11,6971,1,37.04]
["2017-10-18T15:00:00",2017,10,18,15,6975,579,44.96]
["2017-10-18T19:00:00",2017,10,18,19,6979,0,33.98]
["2017-10-18T22:00:00",2017,10,18,22,6982,0,30.02]
["2017-10-18T23:00:00",2017,10,18,23,6983,0,28.94]
["2017-10-19T02:00:00",2017,10,19,2,6986,0,26.96]
["2017-10-19T05:00:00",2017,10,19,5,6989,0,{"v":26.060000000000002,"d":"26.06"}]
["2017-10-19T09:00:00",2017,10,19,9,6993,828,42.08]
["2017-10-19T12:00:00",2017,10,19,12,6996,921,{"v":57.019999999999996,"d":"57.02"}]
["2017-10-19T16:00:00",2017,10,19,16,7000,872,{"v":60.980000000000004,"d":"60.98"}]
["2017-10-19T20:00:00",2017,10,19,20,7004,0,39.92]
["2017-10-19T23:00:00",2017,10,19,23,7007,0,33.98]
["2017-10-19",2017,10,19,24,7008,0,33.98]
["2017-10-20T03:00:00",2017,10,20,3,7011,0,30.92]
["2017-10-20T06:00:00",2017,10,20,6,7014,0,35.06]
["2017-10-20T10:00:00",2017,10,20,10,7018,672,62.96]
["2017-10-20T13:00:00",2017,10,20,13,7021,170,{"v":73.03999999999999,"d":"73.04"}]
["2017-10-20T18:00:00",2017,10,20,18,7026,0,53.96]
["2017-10-20T21:00:00",2017,10,20,21,7029,0,{"v":48.019999999999996,"d":"48.02"}]
["2017-10-20",2017,10,20,24,7032,0,46.94]
["2017-10-21T01:00:00",2017,10,21,1,7033,0,46.04]
["2017-10-21T04:00:00",2017,10,21,4,7036,0,{"v":41,"d":"41.00"}]
["2017-10-21T07:00:00",2017,10,21,7,7039,220,42.08]
["2017-10-21T11:00:00",2017,10,21,11,7043,934,{"v":69.08000000000001,"d":"69.08"}]
["2017-10-21T14:00:00",2017,10,21,14,7046,179,{"v":71.96000000000001,"d":"71.96"}]
["2017-10-21T19:00:00",2017,10,21,19,7051,0,{"v":57.019999999999996,"d":"57.02"}]
["2017-10-21T22:00:00",2017,10,21,22,7054,0,48.92]
["2017-10-22T01:00:00",2017,10,22,1,7057,0,44.06]
["2017-10-22T02:00:00",2017,10,22,2,7058,0,44.96]
["2017-10-22T05:00:00",2017,10,22,5,7061,0,46.04]
["2017-10-22T09:00:00",2017,10,22,9,7065,678,{"v":64.03999999999999,"d":"64.04"}]
["2017-10-22T11:00:00",2017,10,22,11,7067,998,66.92]
["2017-10-22T16:00:00",2017,10,22,16,7072,806,69.98]
["2017-10-22T20:00:00",2017,10,22,20,7076,0,53.96]
["2017-10-22T23:00:00",2017,10,22,23,7079,0,46.94]
["2017-10-23T02:00:00",2017,10,23,2,7082,0,42.08]
["2017-10-23T03:00:00",2017,10,23,3,7083,0,42.08]
["2017-10-23T06:00:00",2017,10,23,6,7086,0,{"v":41,"d":"41.00"}]
["2017-10-23T10:00:00",2017,10,23,10,7090,927,62.96]
["2017-10-23T12:00:00",2017,10,23,12,7092,965,69.98]
["2017-10-23T17:00:00",2017,10,23,17,7097,292,66.92]
["2017-10-23T21:00:00",2017,10,23,21,7101,0,{"v":55.040000000000006,"d":"55.04"}]
["2017-10-23",2017,10,23,24,7104,0,46.94]
["2017-10-24T03:00:00",2017,10,24,3,7107,0,{"v":41,"d":"41.00"}]
["2017-10-24T04:00:00",2017,10,24,4,7108,0,{"v":41,"d":"41.00"}]
["2017-10-24T07:00:00",2017,10,24,7,7111,246,39.92]
["2017-10-24T13:00:00",2017,10,24,13,7117,967,73.94]
["2017-10-24T15:00:00",2017,10,24,15,7119,866,75.02]
["2017-10-24T18:00:00",2017,10,24,18,7122,0,{"v":60.980000000000004,"d":"60.98"}]
["2017-10-24T22:00:00",2017,10,24,22,7126,0,{"v":50,"d":"50.00"}]
["2017-10-25T01:00:00",2017,10,25,1,7129,0,48.92]
["2017-10-25T02:00:00",2017,10,25,2,7130,0,46.94]
["2017-10-25T05:00:00",2017,10,25,5,7133,0,{"v":48.019999999999996,"d":"48.02"}]
["2017-10-25T08:00:00",2017,10,25,8,7136,0,48.92]
["2017-10-25T14:00:00",2017,10,25,14,7142,235,66.02]
["2017-10-25T16:00:00",2017,10,25,16,7144,280,66.02]
["2017-10-25T19:00:00",2017,10,25,19,7147,0,53.96]
["2017-10-25T23:00:00",2017,10,25,23,7151,0,57.92]
["2017-10-26T02:00:00",2017,10,26,2,7154,0,{"v":51.980000000000004,"d":"51.98"}]
["2017-10-26T03:00:00",2017,10,26,3,7155,0,57.92]
["2017-10-26T06:00:00",2017,10,26,6,7158,0,55.94]
["2017-10-26T09:00:00",2017,10,26,9,7161,745,55.94]
["2017-10-26T15:00:00",2017,10,26,15,7167,91,{"v":57.019999999999996,"d":"57.02"}]
["2017-10-26T17:00:00",2017,10,26,17,7169,333,53.06]
["2017-10-26T21:00:00",2017,10,26,21,7173,0,44.96]
["2017-10-26",2017,10,26,24,7176,0,37.94]
["2017-10-27T03:00:00",2017,10,27,3,7179,0,35.06]
["2017-10-27T04:00:00",2017,10,27,4,7180,0,33.98]
["2017-10-27T07:00:00",2017,10,27,7,7183,227,37.04]
["2017-10-27T12:00:00",2017,10,27,12,7188,976,60.08]
["2017-10-27T15:00:00",2017,10,27,15,7191,904,62.96]
["2017-10-27T18:00:00",2017,10,27,18,7194,0,53.96]
["2017-10-27T22:00:00",2017,10,27,22,7198,0,{"v":50,"d":"50.00"}]
["2017-10-28T01:00:00",2017,10,28,1,7201,0,39.92]
["2017-10-28T04:00:00",2017,10,28,4,7204,0,33.08]
["2017-10-28T05:00:00",2017,10,28,5,7205,0,33.98]
["2017-10-28T08:00:00",2017,10,28,8,7208,717,39.92]
["2017-10-28T13:00:00",2017,10,28,13,7213,410,{"v":60.980000000000004,"d":"60.98"}]
["2017-10-28T16:00:00",2017,10,28,16,7216,499,{"v":57.019999999999996,"d":"57.02"}]
["2017-10-28T19:00:00",2017,10,28,19,7219,0,{"v":41,"d":"41.00"}]
["2017-10-28T23:00:00",2017,10,28,23,7223,0,39.92]
["2017-10-29T02:00:00",2017,10,29,2,7226,0,35.96]
["2017-10-29T05:00:00",2017,10,29,5,7229,0,33.08]
["2017-10-29T06:00:00",2017,10,29,6,7230,0,33.08]
["2017-10-29T09:00:00",2017,10,29,9,7233,67,37.94]
["2017-10-29T14:00:00",2017,10,29,14,7238,8,42.08]
["2017-10-29T17:00:00",2017,10,29,17,7241,88,35.06]
["2017-10-29T20:00:00",2017,10,29,20,7244,0,28.04]
["2017-10-29",2017,10,29,24,7248,0,{"v":23,"d":"23.00"}]
["2017-10-30T03:00:00",2017,10,30,3,7251,0,21.92]
["2017-10-30T06:00:00",2017,10,30,6,7254,0,19.04]
["2017-10-30T07:00:00",2017,10,30,7,7255,153,{"v":19.939999999999998,"d":"19.94"}]
["2017-10-30T11:00:00",2017,10,30,11,7259,976,46.04]
["2017-10-30T15:00:00",2017,10,30,15,7263,34,51.08]
["2017-10-30T18:00:00",2017,10,30,18,7266,0,{"v":48.019999999999996,"d":"48.02"}]
["2017-10-30T21:00:00",2017,10,30,21,7269,0,37.04]
["2017-10-31T01:00:00",2017,10,31,1,7273,0,33.98]
["2017-10-31T04:00:00",2017,10,31,4,7276,0,33.08]
["2017-10-31T07:00:00",2017,10,31,7,7279,23,30.92]
["2017-10-31T08:00:00",2017,10,31,8,7280,554,35.06]
["2017-10-31T12:00:00",2017,10,31,12,7284,724,{"v":57.019999999999996,"d":"57.02"}]
["2017-10-31T16:00:00",2017,10,31,16,7288,147,46.04]
["2017-10-31T19:00:00",2017,10,31,19,7291,0,35.06]
["2017-10-31T22:00:00",2017,10,31,22,7294,0,31.64]
["2017-11-01T02:00:00",2017,11,1,2,7298,0,37.04]
["2017-11-01T05:00:00",2017,11,1,5,7301,0,{"v":41,"d":"41.00"}]
["2017-11-01T06:00:00",2017,11,1,6,7302,0,{"v":41,"d":"41.00"}]
["2017-11-01T09:00:00",2017,11,1,9,7305,615,{"v":59,"d":"59.00"}]
["2017-11-01T13:00:00",2017,11,1,13,7309,729,73.94]
["2017-11-01T17:00:00",2017,11,1,17,7313,0,66.92]
["2017-11-01T20:00:00",2017,11,1,20,7316,0,62.06]
["2017-11-01T23:00:00",2017,11,1,23,7319,0,48.92]
["2017-11-02T03:00:00",2017,11,2,3,7323,0,48.92]
["2017-11-02T06:00:00",2017,11,2,6,7326,0,44.96]
["2017-11-02T07:00:00",2017,11,2,7,7327,3,44.96]
["2017-11-02T10:00:00",2017,11,2,10,7330,2,55.94]
["2017-11-02T14:00:00",2017,11,2,14,7334,3,64.94]
["2017-11-02T18:00:00",2017,11,2,18,7338,0,{"v":60.980000000000004,"d":"60.98"}]
["2017-11-02T21:00:00",2017,11,2,21,7341,0,{"v":57.019999999999996,"d":"57.02"}]
["2017-11-03T01:00:00",2017,11,3,1,7345,0,{"v":42.980000000000004,"d":"42.98"}]
["2017-11-03T04:00:00",2017,11,3,4,7348,0,{"v":50,"d":"50.00"}]
["2017-11-03T07:00:00",2017,11,3,7,7351,2,{"v":51.980000000000004,"d":"51.98"}]
["2017-11-03T08:00:00",2017,11,3,8,7352,65,{"v":50,"d":"50.00"}]
["2017-11-03T11:00:00",2017,11,3,11,7355,693,64.94]
["2017-11-03T15:00:00",2017,11,3,15,7359,81,{"v":60.980000000000004,"d":"60.98"}]
["2017-11-03T19:00:00",2017,11,3,19,7363,0,51.08]
["2017-11-03T22:00:00",2017,11,3,22,7366,0,{"v":51.980000000000004,"d":"51.98"}]
["2017-11-04T02:00:00",2017,11,4,2,7370,0,51.08]
["2017-11-04T05:00:00",2017,11,4,5,7373,0,{"v":48.019999999999996,"d":"48.02"}]
["2017-11-04T08:00:00",2017,11,4,8,7376,346,{"v":50,"d":"50.00"}]
["2017-11-04T12:00:00",2017,11,4,12,7380,749,55.94]
["2017-11-04T13:00:00",2017,11,4,13,7381,985,55.94]
["2017-11-04T16:00:00",2017,11,4,16,7384,81,53.06]
["2017-11-04T20:00:00",2017,11,4,20,7388,0,46.94]
["2017-11-04T23:00:00",2017,11,4,23,7391,0,44.06]
["2017-11-05T03:00:00",2017,11,5,3,7395,0,33.08]
["2017-11-05T06:00:00",2017,11,5,6,7398,0,{"v":32,"d":"32.00"}]
["2017-11-05T09:00:00",2017,11,5,9,7401,888,44.06]
["2017-11-05T13:00:00",2017,11,5,13,7405,1012,53.06]
["2017-11-05T14:00:00",2017,11,5,14,7406,981,53.96]
["2017-11-05T18:00:00",2017,11,5,18,7410,0,46.04]
["2017-11-05T21:00:00",2017,11,5,21,7413,0,{"v":41,"d":"41.00"}]
["2017-11-05",2017,11,5,24,7416,0,37.04]
["2017-11-06T04:00:00",2017,11,6,4,7420,0,33.08]
["2017-11-06T07:00:00",2017,11,6,7,7423,94,35.06]
["2017-11-06T10:00:00",2017,11,6,10,7426,3,62.96]
["2017-11-06T12:00:00",2017,11,6,12,7428,339,{"v":59,"d":"59.00"}]
["2017-11-06T15:00:00",2017,11,6,15,7431,128,66.92]
["2017-11-06T19:00:00",2017,11,6,19,7435,0,60.08]
["2017-11-06T22:00:00",2017,11,6,22,7438,0,{"v":51.980000000000004,"d":"51.98"}]
["2017-11-07T01:00:00",2017,11,7,1,7441,0,{"v":51.980000000000004,"d":"51.98"}]
["2017-11-07T05:00:00",2017,11,7,5,7445,0,37.04]
["2017-11-07T08:00:00",2017,11,7,8,7448,624,{"v":41,"d":"41.00"}]
["2017-11-07T11:00:00",2017,11,7,11,7451,85,{"v":51.980000000000004,"d":"51.98"}]
["2017-11-07T13:00:00",2017,11,7,13,7453,125,{"v":55.040000000000006,"d":"55.04"}]
["2017-11-07T16:00:00",2017,11,7,16,7456,702,55.94]
["2017-11-07T20:00:00",2017,11,7,20,7460,0,{"v":42.980000000000004,"d":"42.98"}]
["2017-11-07T23:00:00",2017,11,7,23,7463,0,35.06]
["2017-11-08T02:00:00",2017,11,8,2,7466,0,30.92]
["2017-11-08T06:00:00",2017,11,8,6,7470,0,{"v":26.060000000000002,"d":"26.06"}]
["2017-11-08T09:00:00",2017,11,8,9,7473,728,{"v":41,"d":"41.00"}]
["2017-11-08T12:00:00",2017,11,8,12,7476,957,62.06]
["2017-11-08T14:00:00",2017,11,8,14,7478,642,60.08]
["2017-11-08T17:00:00",2017,11,8,17,7481,1,{"v":55.040000000000006,"d":"55.04"}]
["2017-11-08T21:00:00",2017,11,8,21,7485,0,44.06]
["2017-11-08",2017,11,8,24,7488,0,46.94]
["2017-11-09T03:00:00",2017,11,9,3,7491,0,37.94]
["2017-11-09T07:00:00",2017,11,9,7,7495,2,37.04]
["2017-11-09T09:00:00",2017,11,9,9,7497,2,37.94]
["2017-11-09T12:00:00",2017,11,9,12,7500,708,{"v":48.019999999999996,"d":"48.02"}]
["2017-11-09T15:00:00",2017,11,9,15,7503,259,{"v":50,"d":"50.00"}]
["2017-11-09T18:00:00",2017,11,9,18,7506,0,37.94]
["2017-11-09T22:00:00",2017,11,9,22,7510,0,{"v":32,"d":"32.00"}]
["2017-11-10T01:00:00",2017,11,10,1,7513,0,28.04]
["2017-11-10T05:00:00",2017,11,10,5,7517,0,24.08]
["2017-11-10T08:00:00",2017,11,10,8,7520,472,26.96]
["2017-11-10T10:00:00",2017,11,10,10,7522,244,35.96]
["2017-11-10T13:00:00",2017,11,10,13,7525,229,44.06]
["2017-11-10T16:00:00",2017,11,10,16,7528,238,{"v":41,"d":"41.00"}]
["2017-11-10T19:00:00",2017,11,10,19,7531,0,33.98]
["2017-11-10T23:00:00",2017,11,10,23,7535,0,{"v":32,"d":"32.00"}]
["2017-11-11T02:00:00",2017,11,11,2,7538,0,{"v":32,"d":"32.00"}]
["2017-11-11T06:00:00",2017,11,11,6,7542,0,{"v":32,"d":"32.00"}]
["2017-11-11T07:00:00",2017,11,11,7,7543,1,33.08]
["2017-11-11T13:00:00",2017,11,11,13,7549,456,48.92]
["2017-11-11T14:00:00",2017,11,11,14,7550,43,46.94]
["2017-11-11T17:00:00",2017,11,11,17,7553,41,39.92]
["2017-11-11T20:00:00",2017,11,11,20,7556,0,44.96]
["2017-11-11",2017,11,11,24,7560,0,37.04]
["2017-11-12T03:00:00",2017,11,12,3,7563,0,33.98]
["2017-11-12T07:00:00",2017,11,12,7,7567,55,30.02]
["2017-11-12T08:00:00",2017,11,12,8,7568,654,33.08]
["2017-11-12T14:00:00",2017,11,12,14,7574,851,60.08]
["2017-11-12T15:00:00",2017,11,12,15,7575,935,62.96]
["2017-11-12T18:00:00",2017,11,12,18,7578,0,51.08]
["2017-11-12T22:00:00",2017,11,12,22,7582,0,39.92]
["2017-11-13T01:00:00",2017,11,13,1,7585,0,{"v":32,"d":"32.00"}]
["2017-11-13T04:00:00",2017,11,13,4,7588,0,30.92]
["2017-11-13T08:00:00",2017,11,13,8,7592,585,39.92]
["2017-11-13T09:00:00",2017,11,13,9,7593,839,{"v":48.019999999999996,"d":"48.02"}]
["2017-11-13T15:00:00",2017,11,13,15,7599,157,64.94]
["2017-11-13T16:00:00",2017,11,13,16,7600,274,62.06]
["2017-11-13T19:00:00",2017,11,13,19,7603,0,51.08]
["2017-11-13T23:00:00",2017,11,13,23,7607,0,{"v":41,"d":"41.00"}]
["2017-11-14T02:00:00",2017,11,14,2,7610,0,33.08]
["2017-11-14T05:00:00",2017,11,14,5,7613,0,33.98]
["2017-11-14T10:00:00",2017,11,14,10,7618,971,{"v":60.980000000000004,"d":"60.98"}]
["2017-11-14T13:00:00",2017,11,14,13,7621,1005,71.06]
["2017-11-14T14:00:00",2017,11,14,14,7622,975,69.98]
["2017-11-14T17:00:00",2017,11,14,17,7625,29,62.96]
["2017-11-14T20:00:00",2017,11,14,20,7628,0,{"v":55.040000000000006,"d":"55.04"}]
["2017-11-14",2017,11,14,24,7632,0,39.92]
["2017-11-15T03:00:00",2017,11,15,3,7635,0,{"v":39.019999999999996,"d":"39.02"}]
["2017-11-15T06:00:00",2017,11,15,6,7638,0,28.94]
["2017-11-15T11:00:00",2017,11,15,11,7643,46,30.92]
["2017-11-15T14:00:00",2017,11,15,14,7646,124,37.94]
["2017-11-15T15:00:00",2017,11,15,15,7647,438,39.92]
["2017-11-15T18:00:00",2017,11,15,18,7650,0,{"v":32,"d":"32.00"}]
["2017-11-15T21:00:00",2017,11,15,21,7653,0,{"v":26.060000000000002,"d":"26.06"}]
["2017-11-16T01:00:00",2017,11,16,1,7657,0,30.02]
["2017-11-16T04:00:00",2017,11,16,4,7660,0,19.04]
["2017-11-16T08:00:00",2017,11,16,8,7664,332,28.94]
["2017-11-16T12:00:00",2017,11,16,12,7668,1030,42.08]
["2017-11-16T15:00:00",2017,11,16,15,7671,617,{"v":41,"d":"41.00"}]
["2017-11-16T16:00:00",2017,11,16,16,7672,587,39.92]
["2017-11-16T19:00:00",2017,11,16,19,7675,0,35.96]
["2017-11-16T22:00:00",2017,11,16,22,7678,0,28.94]
["2017-11-17T02:00:00",2017,11,17,2,7682,0,24.98]
["2017-11-17T05:00:00",2017,11,17,5,7685,0,21.92]
["2017-11-17T09:00:00",2017,11,17,9,7689,727,{"v":32,"d":"32.00"}]
["2017-11-17T13:00:00",2017,11,17,13,7693,982,42.08]
["2017-11-17T16:00:00",2017,11,17,16,7696,140,37.94]
["2017-11-17T17:00:00",2017,11,17,17,7697,1,37.94]
["2017-11-17T20:00:00",2017,11,17,20,7700,0,35.96]
["2017-11-17T23:00:00",2017,11,17,23,7703,0,30.92]
["2017-11-18T03:00:00",2017,11,18,3,7707,0,24.98]
["2017-11-18T06:00:00",2017,11,18,6,7710,0,{"v":23,"d":"23.00"}]
["2017-11-18T10:00:00",2017,11,18,10,7714,676,{"v":32,"d":"32.00"}]
["2017-11-18T14:00:00",2017,11,18,14,7718,201,{"v":41,"d":"41.00"}]
["2017-11-18T17:00:00",2017,11,18,17,7721,0,35.96]
["2017-11-18T18:00:00",2017,11,18,18,7722,0,35.06]
["2017-11-18T21:00:00",2017,11,18,21,7725,0,30.02]
["2017-11-18",2017,11,18,24,7728,0,{"v":26.060000000000002,"d":"26.06"}]
["2017-11-19T04:00:00",2017,11,19,4,7732,0,21.02]
["2017-11-19T07:00:00",2017,11,19,7,7735,9,17.96]
["2017-11-19T12:00:00",2017,11,19,12,7740,939,37.94]
["2017-11-19T15:00:00",2017,11,19,15,7743,829,{"v":39.019999999999996,"d":"39.02"}]
["2017-11-19T18:00:00",2017,11,19,18,7746,0,28.94]
["2017-11-19T19:00:00",2017,11,19,19,7747,0,28.04]
["2017-11-19T22:00:00",2017,11,19,22,7750,0,24.98]
["2017-11-20T02:00:00",2017,11,20,2,7754,0,21.92]
["2017-11-20T05:00:00",2017,11,20,5,7757,0,21.02]
["2017-11-20T08:00:00",2017,11,20,8,7760,255,28.04]
["2017-11-20T13:00:00",2017,11,20,13,7765,722,46.04]
["2017-11-20T16:00:00",2017,11,20,16,7768,604,46.04]
["2017-11-20T19:00:00",2017,11,20,19,7771,0,33.98]
["2017-11-20T20:00:00",2017,11,20,20,7772,0,28.94]
["2017-11-20T23:00:00",2017,11,20,23,7775,0,24.98]
["2017-11-21T03:00:00",2017,11,21,3,7779,0,24.08]
["2017-11-21T05:00:00",2017,11,21,5,7781,0,{"v":26.060000000000002,"d":"26.06"}]
["2017-11-21T10:00:00",2017,11,21,10,7786,756,39.92]
["2017-11-21T14:00:00",2017,11,21,14,7790,986,{"v":50,"d":"50.00"}]
["2017-11-21T17:00:00",2017,11,21,17,7793,0,{"v":42.980000000000004,"d":"42.98"}]
["2017-11-21T18:00:00",2017,11,21,18,7794,0,42.08]
["2017-11-21T21:00:00",2017,11,21,21,7797,0,{"v":32,"d":"32.00"}]
["2017-11-21",2017,11,21,24,7800,0,30.02]
["2017-11-22T04:00:00",2017,11,22,4,7804,0,30.92]
["2017-11-22T06:00:00",2017,11,22,6,7806,0,30.92]
["2017-11-22T11:00:00",2017,11,22,11,7811,453,53.06]
["2017-11-22T15:00:00",2017,11,22,15,7815,425,53.06]
["2017-11-22T18:00:00",2017,11,22,18,7818,0,{"v":42.980000000000004,"d":"42.98"}]
["2017-11-22T19:00:00",2017,11,22,19,7819,0,39.92]
["2017-11-22T22:00:00",2017,11,22,22,7822,0,37.94]
["2017-11-23T01:00:00",2017,11,23,1,7825,0,{"v":41,"d":"41.00"}]
["2017-11-23T05:00:00",2017,11,23,5,7829,0,46.04]
["2017-11-23T07:00:00",2017,11,23,7,7831,0,46.04]
["2017-11-23T12:00:00",2017,11,23,12,7836,234,62.06]
["2017-11-23T16:00:00",2017,11,23,16,7840,528,{"v":69.08000000000001,"d":"69.08"}]
["2017-11-23T19:00:00",2017,11,23,19,7843,0,57.92]
["2017-11-23T20:00:00",2017,11,23,20,7844,0,55.94]
["2017-11-23T23:00:00",2017,11,23,23,7847,0,55.94]
["2017-11-24T02:00:00",2017,11,24,2,7850,0,57.92]
["2017-11-24T08:00:00",2017,11,24,8,7856,346,53.06]
["2017-11-24T10:00:00",2017,11,24,10,7858,519,60.08]
["2017-11-24T14:00:00",2017,11,24,14,7862,980,53.06]
["2017-11-24T17:00:00",2017,11,24,17,7865,1,{"v":42.980000000000004,"d":"42.98"}]
["2017-11-24T20:00:00",2017,11,24,20,7868,0,35.06]
["2017-11-24T21:00:00",2017,11,24,21,7869,0,33.98]
["2017-11-24",2017,11,24,24,7872,0,33.08]
["2017-11-25T03:00:00",2017,11,25,3,7875,0,30.92]
["2017-11-25T09:00:00",2017,11,25,9,7881,1,30.92]
["2017-11-25T11:00:00",2017,11,25,11,7883,11,33.08]
["2017-11-25T15:00:00",2017,11,25,15,7887,0,35.06]
["2017-11-25T18:00:00",2017,11,25,18,7890,0,30.92]
["2017-11-25T21:00:00",2017,11,25,21,7893,0,28.94]
["2017-11-25T22:00:00",2017,11,25,22,7894,0,26.96]
["2017-11-26T01:00:00",2017,11,26,1,7897,0,{"v":23,"d":"23.00"}]
["2017-11-26T06:00:00",2017,11,26,6,7902,0,19.04]
["2017-11-26T09:00:00",2017,11,26,9,7905,1,{"v":26.060000000000002,"d":"26.06"}]
["2017-11-26T12:00:00",2017,11,26,12,7908,9,33.98]
["2017-11-26T16:00:00",2017,11,26,16,7912,314,33.98]
["2017-11-26T19:00:00",2017,11,26,19,7915,0,30.02]
["2017-11-26T22:00:00",2017,11,26,22,7918,0,24.08]
["2017-11-26T23:00:00",2017,11,26,23,7919,0,21.92]
["2017-11-27T02:00:00",2017,11,27,2,7922,0,19.04]
["2017-11-27T07:00:00",2017,11,27,7,7927,0,{"v":12.920000000000002,"d":"12.92"}]
["2017-11-27T10:00:00",2017,11,27,10,7930,375,21.02]
["2017-11-27T13:00:00",2017,11,27,13,7933,1042,30.02]
["2017-11-27T17:00:00",2017,11,27,17,7937,1,26.96]
["2017-11-27T20:00:00",2017,11,27,20,7940,0,{"v":23,"d":"23.00"}]
["2017-11-27T23:00:00",2017,11,27,23,7943,0,24.98]
["2017-11-27",2017,11,27,24,7944,0,28.04]
["2017-11-28T03:00:00",2017,11,28,3,7947,0,26.96]
["2017-11-28T08:00:00",2017,11,28,8,7952,21,35.06]
["2017-11-28T11:00:00",2017,11,28,11,7955,662,{"v":50,"d":"50.00"}]
["2017-11-28T14:00:00",2017,11,28,14,7958,966,{"v":60.980000000000004,"d":"60.98"}]
["2017-11-28T18:00:00",2017,11,28,18,7962,0,{"v":48.019999999999996,"d":"48.02"}]
["2017-11-28T21:00:00",2017,11,28,21,7965,0,39.92]
["2017-11-28T22:00:00",2017,11,28,22,7966,0,37.94]
["2017-11-29T01:00:00",2017,11,29,1,7969,0,28.94]
["2017-11-29T05:00:00",2017,11,29,5,7973,0,24.08]
["2017-11-29T09:00:00",2017,11,29,9,7977,813,33.98]
["2017-11-29T12:00:00",2017,11,29,12,7980,644,37.04]
["2017-11-29T15:00:00",2017,11,29,15,7983,50,37.94]
["2017-11-29T19:00:00",2017,11,29,19,7987,0,33.08]
["2017-11-29T22:00:00",2017,11,29,22,7990,0,30.02]
["2017-11-29T23:00:00",2017,11,29,23,7991,0,24.08]
["2017-11-30T02:00:00",2017,11,30,2,7994,0,21.92]
["2017-11-30T06:00:00",2017,11,30,6,7998,0,{"v":19.939999999999998,"d":"19.94"}]
["2017-11-30T10:00:00",2017,11,30,10,8002,444,{"v":39.019999999999996,"d":"39.02"}]
["2017-11-30T13:00:00",2017,11,30,13,8005,542,46.04]
["2017-11-30T16:00:00",2017,11,30,16,8008,417,46.04]
["2017-11-30T20:00:00",2017,11,30,20,8012,0,33.08]
["2017-11-30T23:00:00",2017,11,30,23,8015,0,22.28]
["2017-11-30",2017,11,30,24,8016,0,{"v":17.240000000000002,"d":"17.24"}]
["2017-12-01T03:00:00",2017,12,1,3,8019,0,{"v":2.3000000000000007,"d":"2.30"}]
["2017-12-01T07:00:00",2017,12,1,7,8023,0,{"v":-2.9200000000000017,"d":"-2.92"}]
["2017-12-01T11:00:00",2017,12,1,11,8027,802,{"v":5,"d":"5.00"}]
["2017-12-01T14:00:00",2017,12,1,14,8030,281,{"v":5,"d":"5.00"}]
["2017-12-01T18:00:00",2017,12,1,18,8034,0,{"v":3.019999999999996,"d":"3.02"}]
["2017-12-01T21:00:00",2017,12,1,21,8037,0,{"v":1.9400000000000013,"d":"1.94"}]
["2017-12-01",2017,12,1,24,8040,0,{"v":3.019999999999996,"d":"3.02"}]
["2017-12-02T01:00:00",2017,12,2,1,8041,0,{"v":3.019999999999996,"d":"3.02"}]
["2017-12-02T04:00:00",2017,12,2,4,8044,0,{"v":3.9200000000000017,"d":"3.92"}]
["2017-12-02T08:00:00",2017,12,2,8,8048,17,{"v":3.9200000000000017,"d":"3.92"}]
["2017-12-02T12:00:00",2017,12,2,12,8052,518,{"v":10.940000000000001,"d":"10.94"}]
["2017-12-02T15:00:00",2017,12,2,15,8055,115,{"v":12.920000000000002,"d":"12.92"}]
["2017-12-02T19:00:00",2017,12,2,19,8059,0,6.98]
["2017-12-02T22:00:00",2017,12,2,22,8062,0,{"v":8.959999999999997,"d":"8.96"}]
["2017-12-03T01:00:00",2017,12,3,1,8065,0,{"v":8.959999999999997,"d":"8.96"}]
["2017-12-03T02:00:00",2017,12,3,2,8066,0,{"v":10.940000000000001,"d":"10.94"}]
["2017-12-03T05:00:00",2017,12,3,5,8069,0,{"v":15.079999999999998,"d":"15.08"}]
["2017-12-03T10:00:00",2017,12,3,10,8074,811,{"v":50,"d":"50.00"}]
["2017-12-03T13:00:00",2017,12,3,13,8077,847,53.06]
["2017-12-03T16:00:00",2017,12,3,16,8080,591,{"v":51.980000000000004,"d":"51.98"}]
["2017-12-03T20:00:00",2017,12,3,20,8084,0,{"v":39.019999999999996,"d":"39.02"}]
["2017-12-03T23:00:00",2017,12,3,23,8087,0,{"v":41,"d":"41.00"}]
["2017-12-04T02:00:00",2017,12,4,2,8090,0,33.98]
["2017-12-04T06:00:00",2017,12,4,6,8094,0,37.94]
["2017-12-04T07:00:00",2017,12,4,7,8095,0,35.06]
["2017-12-04T11:00:00",2017,12,4,11,8099,974,44.06]
["2017-12-04T14:00:00",2017,12,4,14,8102,969,44.06]
["2017-12-04T17:00:00",2017,12,4,17,8105,236,37.04]
["2017-12-04T21:00:00",2017,12,4,21,8109,0,30.92]
["2017-12-04",2017,12,4,24,8112,0,28.04]
["2017-12-05T03:00:00",2017,12,5,3,8115,0,28.94]
["2017-12-05T07:00:00",2017,12,5,7,8119,0,28.94]
["2017-12-05T08:00:00",2017,12,5,8,8120,54,{"v":32,"d":"32.00"}]
["2017-12-05T12:00:00",2017,12,5,12,8124,563,{"v":55.040000000000006,"d":"55.04"}]
["2017-12-05T15:00:00",2017,12,5,15,8127,48,46.94]
["2017-12-05T18:00:00",2017,12,5,18,8130,0,33.08]
["2017-12-05T22:00:00",2017,12,5,22,8134,0,28.94]
["2017-12-06T01:00:00",2017,12,6,1,8137,0,28.04]
["2017-12-06T04:00:00",2017,12,6,4,8140,0,30.02]
["2017-12-06T06:00:00",2017,12,6,6,8142,0,28.04]
["2017-12-06T09:00:00",2017,12,6,9,8145,0,33.98]
["2017-12-06T13:00:00",2017,12,6,13,8149,275,46.94]
["2017-12-06T16:00:00",2017,12,6,16,8152,414,44.96]
["2017-12-06T19:00:00",2017,12,6,19,8155,0,35.96]
["2017-12-06T23:00:00",2017,12,6,23,8159,0,28.94]
["2017-12-07T02:00:00",2017,12,7,2,8162,0,{"v":26.060000000000002,"d":"26.06"}]
["2017-12-07T05:00:00",2017,12,7,5,8165,0,28.04]
["2017-12-07T07:00:00",2017,12,7,7,8167,0,{"v":26.060000000000002,"d":"26.06"}]
["2017-12-07T10:00:00",2017,12,7,10,8170,760,{"v":42.980000000000004,"d":"42.98"}]
["2017-12-07T14:00:00",2017,12,7,14,8174,825,46.04]
["2017-12-07T17:00:00",2017,12,7,17,8177,43,{"v":39.019999999999996,"d":"39.02"}]
["2017-12-07T21:00:00",2017,12,7,21,8181,0,{"v":32,"d":"32.00"}]
["2017-12-07",2017,12,7,24,8184,0,28.04]
["2017-12-08T03:00:00",2017,12,8,3,8187,0,28.94]
["2017-12-08T06:00:00",2017,12,8,6,8190,0,{"v":26.060000000000002,"d":"26.06"}]
["2017-12-08T08:00:00",2017,12,8,8,8192,136,26.96]
["2017-12-08T11:00:00",2017,12,8,11,8195,76,33.98]
["2017-12-08T15:00:00",2017,12,8,15,8199,1,30.92]
["2017-12-08T18:00:00",2017,12,8,18,8202,0,28.94]
["2017-12-08T22:00:00",2017,12,8,22,8206,0,28.04]
["2017-12-09T01:00:00",2017,12,9,1,8209,0,28.04]
["2017-12-09T03:00:00",2017,12,9,3,8211,0,28.04]
["2017-12-09T06:00:00",2017,12,9,6,8214,0,21.92]
["2017-12-09T09:00:00",2017,12,9,9,8217,7,19.04]
["2017-12-09T12:00:00",2017,12,9,12,8220,0,19.04]
["2017-12-09T16:00:00",2017,12,9,16,8224,0,17.06]
["2017-12-09T19:00:00",2017,12,9,19,8227,0,{"v":12.920000000000002,"d":"12.92"}]
["2017-12-09T23:00:00",2017,12,9,23,8231,0,{"v":12.920000000000002,"d":"12.92"}]
["2017-12-10T02:00:00",2017,12,10,2,8234,0,{"v":12.920000000000002,"d":"12.92"}]
["2017-12-10T04:00:00",2017,12,10,4,8236,0,{"v":10.940000000000001,"d":"10.94"}]
["2017-12-10T07:00:00",2017,12,10,7,8239,0,{"v":10.940000000000001,"d":"10.94"}]
["2017-12-10T10:00:00",2017,12,10,10,8242,6,{"v":12.920000000000002,"d":"12.92"}]
["2017-12-10T14:00:00",2017,12,10,14,8246,610,15.98]
["2017-12-10T17:00:00",2017,12,10,17,8249,47,{"v":8.959999999999997,"d":"8.96"}]
["2017-12-10T20:00:00",2017,12,10,20,8252,0,6.98]
["2017-12-10",2017,12,10,24,8256,0,{"v":1.9400000000000013,"d":"1.94"}]
["2017-12-11T01:00:00",2017,12,11,1,8257,0,{"v":1.9400000000000013,"d":"1.94"}]
["2017-12-11T05:00:00",2017,12,11,5,8261,0,{"v":-0.9400000000000048,"d":"-0.94"}]
["2017-12-11T06:00:00",2017,12,11,6,8262,0,{"v":1.0399999999999991,"d":"1.04"}]
["2017-12-11T07:00:00",2017,12,11,7,8263,0,{"v":1.0399999999999991,"d":"1.04"}]
["2017-12-11T08:00:00",2017,12,11,8,8264,12,{"v":1.9400000000000013,"d":"1.94"}]
["2017-12-11T09:00:00",2017,12,11,9,8265,41,{"v":3.9200000000000017,"d":"3.92"}]
["2017-12-11T10:00:00",2017,12,11,10,8266,144,{"v":3.9200000000000017,"d":"3.92"}]
["2017-12-11T11:00:00",2017,12,11,11,8267,18,{"v":5,"d":"5.00"}]
["2017-12-11T12:00:00",2017,12,11,12,8268,495,{"v":8.059999999999999,"d":"8.06"}]
["2017-12-11T13:00:00",2017,12,11,13,8269,818,{"v":8.059999999999999,"d":"8.06"}]
["2017-12-11T14:00:00",2017,12,11,14,8270,937,6.98]
["2017-12-11T15:00:00",2017,12,11,15,8271,861,{"v":8.059999999999999,"d":"8.06"}]
["2017-12-11T16:00:00",2017,12,11,16,8272,699,{"v":5,"d":"5.00"}]
["2017-12-11T17:00:00",2017,12,11,17,8273,193,{"v":1.9400000000000013,"d":"1.94"}]
["2017-12-11T18:00:00",2017,12,11,18,8274,0,{"v":-2.019999999999996,"d":"-2.02"}]
["2017-12-11T19:00:00",2017,12,11,19,8275,0,{"v":3.019999999999996,"d":"3.02"}]
["2017-12-11T20:00:00",2017,12,11,20,8276,0,{"v":1.9400000000000013,"d":"1.94"}]
["2017-12-11T21:00:00",2017,12,11,21,8277,0,{"v":-4,"d":"-4.00"}]
["2017-12-11T22:00:00",2017,12,11,22,8278,0,{"v":-2.019999999999996,"d":"-2.02"}]
["2017-12-11T23:00:00",2017,12,11,23,8279,0,{"v":1.0399999999999991,"d":"1.04"}]
["2017-12-11",2017,12,11,24,8280,0,{"v":-2.9200000000000017,"d":"-2.92"}]
["2017-12-12T01:00:00",2017,12,12,1,8281,0,{"v":-2.019999999999996,"d":"-2.02"}]
["2017-12-12T02:00:00",2017,12,12,2,8282,0,{"v":-2.019999999999996,"d":"-2.02"}]
["2017-12-12T03:00:00",2017,12,12,3,8283,0,{"v":-2.019999999999996,"d":"-2.02"}]
["2017-12-12T04:00:00",2017,12,12,4,8284,0,{"v":-5.980000000000004,"d":"-5.98"}]
["2017-12-12T05:00:00",2017,12,12,5,8285,0,{"v":1.9400000000000013,"d":"1.94"}]
["2017-12-12T06:00:00",2017,12,12,6,8286,0,{"v":3.9200000000000017,"d":"3.92"}]
["2017-12-12T07:00:00",2017,12,12,7,8287,0,{"v":-0.9400000000000048,"d":"-0.94"}]
["2017-12-12T08:00:00",2017,12,12,8,8288,104,{"v":-0.03999999999999915,"d":"-0.04"}]
["2017-12-12T09:00:00",2017,12,12,9,8289,157,{"v":8.059999999999999,"d":"8.06"}]
["2017-12-12T10:00:00",2017,12,12,10,8290,443,{"v":12.920000000000002,"d":"12.92"}]
["2017-12-12T11:00:00",2017,12,12,11,8291,479,17.06]
["2017-12-12T12:00:00",2017,12,12,12,8292,774,24.08]
["2017-12-12T13:00:00",2017,12,12,13,8293,868,24.98]
["2017-12-12T14:00:00",2017,12,12,14,8294,843,24.08]
["2017-12-12T15:00:00",2017,12,12,15,8295,494,21.92]
["2017-12-12T16:00:00",2017,12,12,16,8296,291,21.02]
["2017-12-12T17:00:00",2017,12,12,17,8297,52,17.96]
["2017-12-12T18:00:00",2017,12,12,18,8298,0,{"v":12.920000000000002,"d":"12.92"}]
["2017-12-12T19:00:00",2017,12,12,19,8299,0,{"v":8.959999999999997,"d":"8.96"}]
["2017-12-12T20:00:00",2017,12,12,20,8300,0,6.98]
["2017-12-12T21:00:00",2017,12,12,21,8301,0,{"v":3.019999999999996,"d":"3.02"}]
["2017-12-12T22:00:00",2017,12,12,22,8302,0,{"v":6.079999999999998,"d":"6.08"}]
["2017-12-12T23:00:00",2017,12,12,23,8303,0,{"v":3.019999999999996,"d":"3.02"}]
["2017-12-12",2017,12,12,24,8304,0,{"v":6.079999999999998,"d":"6.08"}]
["2017-12-13T01:00:00",2017,12,13,1,8305,0,{"v":-0.03999999999999915,"d":"-0.04"}]
["2017-12-13T02:00:00",2017,12,13,2,8306,0,{"v":-0.03999999999999915,"d":"-0.04"}]
["2017-12-13T03:00:00",2017,12,13,3,8307,0,{"v":-2.019999999999996,"d":"-2.02"}]
["2017-12-13T04:00:00",2017,12,13,4,8308,0,{"v":-0.03999999999999915,"d":"-0.04"}]
["2017-12-13T05:00:00",2017,12,13,5,8309,0,{"v":-2.9200000000000017,"d":"-2.92"}]
["2017-12-13T06:00:00",2017,12,13,6,8310,0,{"v":-5.080000000000005,"d":"-5.08"}]
["2017-12-13T07:00:00",2017,12,13,7,8311,0,{"v":1.9400000000000013,"d":"1.94"}]
["2017-12-13T08:00:00",2017,12,13,8,8312,222,{"v":3.019999999999996,"d":"3.02"}]
["2017-12-13T09:00:00",2017,12,13,9,8313,673,{"v":8.959999999999997,"d":"8.96"}]
["2017-12-13T10:00:00",2017,12,13,10,8314,842,17.06]
["2017-12-13T11:00:00",2017,12,13,11,8315,911,21.92]
["2017-12-13T12:00:00",2017,12,13,12,8316,937,28.04]
["2017-12-13T13:00:00",2017,12,13,13,8317,941,28.94]
["2017-12-13T14:00:00",2017,12,13,14,8318,911,28.04]
["2017-12-13T15:00:00",2017,12,13,15,8319,832,28.04]
["2017-12-13T16:00:00",2017,12,13,16,8320,636,{"v":26.060000000000002,"d":"26.06"}]
["2017-12-13T17:00:00",2017,12,13,17,8321,148,{"v":19.939999999999998,"d":"19.94"}]
["2017-12-13T18:00:00",2017,12,13,18,8322,0,19.04]
["2017-12-13T19:00:00",2017,12,13,19,8323,0,15.98]
["2017-12-13T20:00:00",2017,12,13,20,8324,0,15.98]
["2017-12-13T21:00:00",2017,12,13,21,8325,0,{"v":14,"d":"14.00"}]
["2017-12-13T22:00:00",2017,12,13,22,8326,0,15.98]
["2017-12-13T23:00:00",2017,12,13,23,8327,0,17.96]
["2017-12-13",2017,12,13,24,8328,0,17.06]
["2017-12-14T01:00:00",2017,12,14,1,8329,0,19.04]
["2017-12-14T02:00:00",2017,12,14,2,8330,0,{"v":19.939999999999998,"d":"19.94"}]
["2017-12-14T03:00:00",2017,12,14,3,8331,0,21.92]
["2017-12-14T04:00:00",2017,12,14,4,8332,0,24.98]
["2017-12-14T05:00:00",2017,12,14,5,8333,0,24.98]
["2017-12-14T06:00:00",2017,12,14,6,8334,0,24.98]
["2017-12-14T07:00:00",2017,12,14,7,8335,0,24.98]
["2017-12-14T08:00:00",2017,12,14,8,8336,8,{"v":26.060000000000002,"d":"26.06"}]
["2017-12-14T09:00:00",2017,12,14,9,8337,64,30.02]
["2017-12-14T10:00:00",2017,12,14,10,8338,274,33.08]
["2017-12-14T11:00:00",2017,12,14,11,8339,658,37.04]
["2017-12-14T12:00:00",2017,12,14,12,8340,740,39.92]
["2017-12-14T13:00:00",2017,12,14,13,8341,689,44.96]
["2017-12-14T14:00:00",2017,12,14,14,8342,603,46.94]
["2017-12-14T15:00:00",2017,12,14,15,8343,363,44.96]
["2017-12-14T16:00:00",2017,12,14,16,8344,133,{"v":41,"d":"41.00"}]
["2017-12-14T17:00:00",2017,12,14,17,8345,71,33.98]
["2017-12-14T18:00:00",2017,12,14,18,8346,0,30.92]
["2017-12-14T19:00:00",2017,12,14,19,8347,0,30.02]
["2017-12-14T20:00:00",2017,12,14,20,8348,0,28.94]
["2017-12-14T21:00:00",2017,12,14,21,8349,0,28.04]
["2017-12-14T22:00:00",2017,12,14,22,8350,0,26.96]
["2017-12-14T23:00:00",2017,12,14,23,8351,0,{"v":26.060000000000002,"d":"26.06"}]
["2017-12-14",2017,12,14,24,8352,0,24.98]
["2017-12-15T01:00:00",2017,12,15,1,8353,0,{"v":23,"d":"23.00"}]
["2017-12-15T02:00:00",2017,12,15,2,8354,0,28.04]
["2017-12-15T03:00:00",2017,12,15,3,8355,0,26.96]
["2017-12-15T04:00:00",2017,12,15,4,8356,0,{"v":26.060000000000002,"d":"26.06"}]
["2017-12-15T05:00:00",2017,12,15,5,8357,0,24.98]
["2017-12-15T06:00:00",2017,12,15,6,8358,0,{"v":23,"d":"23.00"}]
["2017-12-15T07:00:00",2017,12,15,7,8359,0,21.02]
["2017-12-15T08:00:00",2017,12,15,8,8360,164,21.02]
["2017-12-15T09:00:00",2017,12,15,9,8361,617,26.96]
["2017-12-15T10:00:00",2017,12,15,10,8362,791,30.02]
["2017-12-15T11:00:00",2017,12,15,11,8363,870,35.96]
["2017-12-15T12:00:00",2017,12,15,12,8364,897,{"v":42.980000000000004,"d":"42.98"}]
["2017-12-15T13:00:00",2017,12,15,13,8365,831,44.96]
["2017-12-15T14:00:00",2017,12,15,14,8366,837,44.96]
["2017-12-15T15:00:00",2017,12,15,15,8367,382,46.04]
["2017-12-15T16:00:00",2017,12,15,16,8368,149,44.06]
["2017-12-15T17:00:00",2017,12,15,17,8369,39,42.08]
["2017-12-15T18:00:00",2017,12,15,18,8370,0,{"v":39.019999999999996,"d":"39.02"}]
["2017-12-15T19:00:00",2017,12,15,19,8371,0,{"v":39.019999999999996,"d":"39.02"}]
["2017-12-15T20:00:00",2017,12,15,20,8372,0,39.92]
["2017-12-15T21:00:00",2017,12,15,21,8373,0,35.06]
["2017-12-15T22:00:00",2017,12,15,22,8374,0,30.92]
["2017-12-15T23:00:00",2017,12,15,23,8375,0,28.94]
["2017-12-15",2017,12,15,24,8376,0,26.96]
["2017-12-16T01:00:00",2017,12,16,1,8377,0,24.98]
["2017-12-16T02:00:00",2017,12,16,2,8378,0,21.92]
["2017-12-16T03:00:00",2017,12,16,3,8379,0,{"v":19.939999999999998,"d":"19.94"}]
["2017-12-16T04:00:00",2017,12,16,4,8380,0,21.02]
["2017-12-16T05:00:00",2017,12,16,5,8381,0,{"v":19.939999999999998,"d":"19.94"}]
["2017-12-16T06:00:00",2017,12,16,6,8382,0,17.06]
["2017-12-16T07:00:00",2017,12,16,7,8383,0,17.96]
["2017-12-16T08:00:00",2017,12,16,8,8384,165,21.92]
["2017-12-16T09:00:00",2017,12,16,9,8385,613,30.02]
["2017-12-16T10:00:00",2017,12,16,10,8386,790,33.08]
["2017-12-16T11:00:00",2017,12,16,11,8387,870,39.92]
["2017-12-16T12:00:00",2017,12,16,12,8388,913,44.06]
["2017-12-16T13:00:00",2017,12,16,13,8389,748,46.04]
["2017-12-16T14:00:00",2017,12,16,14,8390,815,46.04]
["2017-12-16T15:00:00",2017,12,16,15,8391,359,46.04]
["2017-12-16T16:00:00",2017,12,16,16,8392,292,44.96]
["2017-12-16T17:00:00",2017,12,16,17,8393,84,42.08]
["2017-12-16T18:00:00",2017,12,16,18,8394,0,37.04]
["2017-12-16T19:00:00",2017,12,16,19,8395,0,37.94]
["2017-12-16T20:00:00",2017,12,16,20,8396,0,37.04]
["2017-12-16T21:00:00",2017,12,16,21,8397,0,37.04]
["2017-12-16T22:00:00",2017,12,16,22,8398,0,35.06]
["2017-12-16T23:00:00",2017,12,16,23,8399,0,33.98]
["2017-12-16",2017,12,16,24,8400,0,{"v":32,"d":"32.00"}]
["2017-12-17T01:00:00",2017,12,17,1,8401,0,30.02]
["2017-12-17T02:00:00",2017,12,17,2,8402,0,26.96]
["2017-12-17T03:00:00",2017,12,17,3,8403,0,{"v":26.060000000000002,"d":"26.06"}]
["2017-12-17T04:00:00",2017,12,17,4,8404,0,{"v":23,"d":"23.00"}]
["2017-12-17T05:00:00",2017,12,17,5,8405,0,21.92]
["2017-12-17T06:00:00",2017,12,17,6,8406,0,21.92]
["2017-12-17T07:00:00",2017,12,17,7,8407,0,24.98]
["2017-12-17T08:00:00",2017,12,17,8,8408,51,{"v":26.060000000000002,"d":"26.06"}]
["2017-12-17T09:00:00",2017,12,17,9,8409,260,{"v":32,"d":"32.00"}]
["2017-12-17T10:00:00",2017,12,17,10,8410,334,35.96]
["2017-12-17T11:00:00",2017,12,17,11,8411,260,42.08]
["2017-12-17T12:00:00",2017,12,17,12,8412,75,44.06]
["2017-12-17T13:00:00",2017,12,17,13,8413,76,44.96]
["2017-12-17T14:00:00",2017,12,17,14,8414,204,{"v":42.980000000000004,"d":"42.98"}]
["2017-12-17T15:00:00",2017,12,17,15,8415,60,33.08]
["2017-12-17T16:00:00",2017,12,17,16,8416,7,33.08]
["2017-12-17T17:00:00",2017,12,17,17,8417,9,33.98]
["2017-12-17T18:00:00",2017,12,17,18,8418,0,33.08]
["2017-12-17T19:00:00",2017,12,17,19,8419,0,35.06]
["2017-12-17T20:00:00",2017,12,17,20,8420,0,33.08]
["2017-12-17T21:00:00",2017,12,17,21,8421,0,33.08]
["2017-12-17T22:00:00",2017,12,17,22,8422,0,33.08]
["2017-12-17T23:00:00",2017,12,17,23,8423,0,{"v":32,"d":"32.00"}]
["2017-12-17",2017,12,17,24,8424,0,30.02]
["2017-12-18T01:00:00",2017,12,18,1,8425,0,30.02]
["2017-12-18T02:00:00",2017,12,18,2,8426,0,28.94]
["2017-12-18T03:00:00",2017,12,18,3,8427,0,{"v":26.060000000000002,"d":"26.06"}]
["2017-12-18T04:00:00",2017,12,18,4,8428,0,24.98]
["2017-12-18T05:00:00",2017,12,18,5,8429,0,21.92]
["2017-12-18T06:00:00",2017,12,18,6,8430,0,21.92]
["2017-12-18T07:00:00",2017,12,18,7,8431,0,21.92]
["2017-12-18T08:00:00",2017,12,18,8,8432,7,24.98]
["2017-12-18T09:00:00",2017,12,18,9,8433,0,28.94]
["2017-12-18T10:00:00",2017,12,18,10,8434,76,33.08]
["2017-12-18T11:00:00",2017,12,18,11,8435,184,35.96]
["2017-12-18T12:00:00",2017,12,18,12,8436,125,42.08]
["2017-12-18T13:00:00",2017,12,18,13,8437,219,46.04]
["2017-12-18T14:00:00",2017,12,18,14,8438,83,46.04]
["2017-12-18T15:00:00",2017,12,18,15,8439,148,46.04]
["2017-12-18T16:00:00",2017,12,18,16,8440,57,44.96]
["2017-12-18T17:00:00",2017,12,18,17,8441,12,44.96]
["2017-12-18T18:00:00",2017,12,18,18,8442,0,44.96]
["2017-12-18T19:00:00",2017,12,18,19,8443,0,42.08]
["2017-12-18T20:00:00",2017,12,18,20,8444,0,{"v":41,"d":"41.00"}]
["2017-12-18T21:00:00",2017,12,18,21,8445,0,42.08]
["2017-12-18T22:00:00",2017,12,18,22,8446,0,42.08]
["2017-12-18T23:00:00",2017,12,18,23,8447,0,{"v":32,"d":"32.00"}]
["2017-12-18",2017,12,18,24,8448,0,26.96]
["2017-12-19T01:00:00",2017,12,19,1,8449,0,28.04]
["2017-12-19T02:00:00",2017,12,19,2,8450,0,28.94]
["2017-12-19T03:00:00",2017,12,19,3,8451,0,28.94]
["2017-12-19T04:00:00",2017,12,19,4,8452,0,28.04]
["2017-12-19T05:00:00",2017,12,19,5,8453,0,24.98]
["2017-12-19T06:00:00",2017,12,19,6,8454,0,24.08]
["2017-12-19T07:00:00",2017,12,19,7,8455,0,28.04]
["2017-12-19T08:00:00",2017,12,19,8,8456,88,{"v":26.060000000000002,"d":"26.06"}]
["2017-12-19T09:00:00",2017,12,19,9,8457,507,30.92]
["2017-12-19T10:00:00",2017,12,19,10,8458,203,33.98]
["2017-12-19T11:00:00",2017,12,19,11,8459,312,{"v":41,"d":"41.00"}]
["2017-12-19T12:00:00",2017,12,19,12,8460,534,39.92]
["2017-12-19T13:00:00",2017,12,19,13,8461,438,37.04]
["2017-12-19T14:00:00",2017,12,19,14,8462,264,35.96]
["2017-12-19T15:00:00",2017,12,19,15,8463,580,35.96]
["2017-12-19T16:00:00",2017,12,19,16,8464,297,35.06]
["2017-12-19T17:00:00",2017,12,19,17,8465,66,{"v":32,"d":"32.00"}]
["2017-12-19T18:00:00",2017,12,19,18,8466,0,30.92]
["2017-12-19T19:00:00",2017,12,19,19,8467,0,{"v":32,"d":"32.00"}]
["2017-12-19T20:00:00",2017,12,19,20,8468,0,30.92]
["2017-12-19T21:00:00",2017,12,19,21,8469,0,30.92]
["2017-12-19T22:00:00",2017,12,19,22,8470,0,30.02]
["2017-12-19T23:00:00",2017,12,19,23,8471,0,30.02]
["2017-12-19",2017,12,19,24,8472,0,30.92]
["2017-12-20T01:00:00",2017,12,20,1,8473,0,30.92]
["2017-12-20T02:00:00",2017,12,20,2,8474,0,{"v":41,"d":"41.00"}]
["2017-12-20T03:00:00",2017,12,20,3,8475,0,30.92]
["2017-12-20T04:00:00",2017,12,20,4,8476,0,24.98]
["2017-12-20T05:00:00",2017,12,20,5,8477,0,24.08]
["2017-12-20T06:00:00",2017,12,20,6,8478,0,{"v":26.060000000000002,"d":"26.06"}]
["2017-12-20T07:00:00",2017,12,20,7,8479,0,{"v":26.060000000000002,"d":"26.06"}]
["2017-12-20T08:00:00",2017,12,20,8,8480,72,28.94]
["2017-12-20T09:00:00",2017,12,20,9,8481,413,37.94]
["2017-12-20T10:00:00",2017,12,20,10,8482,689,{"v":42.980000000000004,"d":"42.98"}]
["2017-12-20T11:00:00",2017,12,20,11,8483,556,{"v":48.019999999999996,"d":"48.02"}]
["2017-12-20T12:00:00",2017,12,20,12,8484,776,{"v":50,"d":"50.00"}]
["2017-12-20T13:00:00",2017,12,20,13,8485,815,48.92]
["2017-12-20T14:00:00",2017,12,20,14,8486,794,48.92]
["2017-12-20T15:00:00",2017,12,20,15,8487,644,48.92]
["2017-12-20T16:00:00",2017,12,20,16,8488,325,44.96]
["2017-12-20T17:00:00",2017,12,20,17,8489,55,{"v":39.019999999999996,"d":"39.02"}]
["2017-12-20T18:00:00",2017,12,20,18,8490,0,37.94]
["2017-12-20T19:00:00",2017,12,20,19,8491,0,{"v":39.019999999999996,"d":"39.02"}]
["2017-12-20T20:00:00",2017,12,20,20,8492,0,37.04]
["2017-12-20T21:00:00",2017,12,20,21,8493,0,35.96]
["2017-12-20T22:00:00",2017,12,20,22,8494,0,33.08]
["2017-12-20T23:00:00",2017,12,20,23,8495,0,35.96]
["2017-12-20",2017,12,20,24,8496,0,35.06]
["2017-12-21T01:00:00",2017,12,21,1,8497,0,30.92]
["2017-12-21T02:00:00",2017,12,21,2,8498,0,30.92]
["2017-12-21T03:00:00",2017,12,21,3,8499,0,30.92]
["2017-12-21T04:00:00",2017,12,21,4,8500,0,30.02]
["2017-12-21T05:00:00",2017,12,21,5,8501,0,28.94]
["2017-12-21T06:00:00",2017,12,21,6,8502,0,{"v":32,"d":"32.00"}]
["2017-12-21T07:00:00",2017,12,21,7,8503,0,33.08]
["2017-12-21T08:00:00",2017,12,21,8,8504,202,35.06]
["2017-12-21T09:00:00",2017,12,21,9,8505,650,39.92]
["2017-12-21T10:00:00",2017,12,21,10,8506,379,44.06]
["2017-12-21T11:00:00",2017,12,21,11,8507,789,{"v":48.019999999999996,"d":"48.02"}]
["2017-12-21T12:00:00",2017,12,21,12,8508,891,53.06]
["2017-12-21T13:00:00",2017,12,21,13,8509,881,{"v":55.040000000000006,"d":"55.04"}]
["2017-12-21T14:00:00",2017,12,21,14,8510,791,{"v":59,"d":"59.00"}]
["2017-12-21T15:00:00",2017,12,21,15,8511,673,{"v":59,"d":"59.00"}]
["2017-12-21T16:00:00",2017,12,21,16,8512,376,{"v":59,"d":"59.00"}]
["2017-12-21T17:00:00",2017,12,21,17,8513,128,{"v":51.980000000000004,"d":"51.98"}]
["2017-12-21T18:00:00",2017,12,21,18,8514,0,46.04]
["2017-12-21T19:00:00",2017,12,21,19,8515,0,{"v":42.980000000000004,"d":"42.98"}]
["2017-12-21T20:00:00",2017,12,21,20,8516,0,42.08]
["2017-12-21T21:00:00",2017,12,21,21,8517,0,37.94]
["2017-12-21T22:00:00",2017,12,21,22,8518,0,37.94]
["2017-12-21T23:00:00",2017,12,21,23,8519,0,35.06]
["2017-12-21",2017,12,21,24,8520,0,35.06]
["2017-12-22T01:00:00",2017,12,22,1,8521,0,39.92]
["2017-12-22T02:00:00",2017,12,22,2,8522,0,35.06]
["2017-12-22T03:00:00",2017,12,22,3,8523,0,33.08]
["2017-12-22T04:00:00",2017,12,22,4,8524,0,{"v":42.980000000000004,"d":"42.98"}]
["2017-12-22T05:00:00",2017,12,22,5,8525,0,37.04]
["2017-12-22T06:00:00",2017,12,22,6,8526,0,{"v":32,"d":"32.00"}]
["2017-12-22T07:00:00",2017,12,22,7,8527,0,30.92]
["2017-12-22T08:00:00",2017,12,22,8,8528,218,{"v":32,"d":"32.00"}]
["2017-12-22T09:00:00",2017,12,22,9,8529,682,35.96]
["2017-12-22T10:00:00",2017,12,22,10,8530,852,{"v":42.980000000000004,"d":"42.98"}]
["2017-12-22T11:00:00",2017,12,22,11,8531,920,46.04]
["2017-12-22T12:00:00",2017,12,22,12,8532,939,48.92]
["2017-12-22T13:00:00",2017,12,22,13,8533,947,51.08]
["2017-12-22T14:00:00",2017,12,22,14,8534,915,{"v":51.980000000000004,"d":"51.98"}]
["2017-12-22T15:00:00",2017,12,22,15,8535,848,{"v":51.980000000000004,"d":"51.98"}]
["2017-12-22T16:00:00",2017,12,22,16,8536,684,{"v":50,"d":"50.00"}]
["2017-12-22T17:00:00",2017,12,22,17,8537,207,46.04]
["2017-12-22T18:00:00",2017,12,22,18,8538,0,{"v":42.980000000000004,"d":"42.98"}]
["2017-12-22T19:00:00",2017,12,22,19,8539,0,39.92]
["2017-12-22T20:00:00",2017,12,22,20,8540,0,37.94]
["2017-12-22T21:00:00",2017,12,22,21,8541,0,37.04]
["2017-12-22T22:00:00",2017,12,22,22,8542,0,37.04]
["2017-12-22T23:00:00",2017,12,22,23,8543,0,35.96]
["2017-12-22",2017,12,22,24,8544,0,37.04]
["2017-12-23T01:00:00",2017,12,23,1,8545,0,46.04]
["2017-12-23T02:00:00",2017,12,23,2,8546,0,42.08]
["2017-12-23T03:00:00",2017,12,23,3,8547,0,{"v":50,"d":"50.00"}]
["2017-12-23T04:00:00",2017,12,23,4,8548,0,{"v":48.019999999999996,"d":"48.02"}]
["2017-12-23T05:00:00",2017,12,23,5,8549,0,46.94]
["2017-12-23T06:00:00",2017,12,23,6,8550,0,42.08]
["2017-12-23T07:00:00",2017,12,23,7,8551,0,44.06]
["2017-12-23T08:00:00",2017,12,23,8,8552,92,{"v":50,"d":"50.00"}]
["2017-12-23T09:00:00",2017,12,23,9,8553,109,48.92]
["2017-12-23T10:00:00",2017,12,23,10,8554,339,{"v":48.019999999999996,"d":"48.02"}]
["2017-12-23T11:00:00",2017,12,23,11,8555,65,44.96]
["2017-12-23T12:00:00",2017,12,23,12,8556,134,44.96]
["2017-12-23T13:00:00",2017,12,23,13,8557,75,{"v":42.980000000000004,"d":"42.98"}]
["2017-12-23T14:00:00",2017,12,23,14,8558,19,37.94]
["2017-12-23T15:00:00",2017,12,23,15,8559,6,35.06]
["2017-12-23T16:00:00",2017,12,23,16,8560,7,33.98]
["2017-12-23T17:00:00",2017,12,23,17,8561,15,33.08]
["2017-12-23T18:00:00",2017,12,23,18,8562,0,33.08]
["2017-12-23T19:00:00",2017,12,23,19,8563,0,33.08]
["2017-12-23T20:00:00",2017,12,23,20,8564,0,33.08]
["2017-12-23T21:00:00",2017,12,23,21,8565,0,30.02]
["2017-12-23T22:00:00",2017,12,23,22,8566,0,35.06]
["2017-12-23T23:00:00",2017,12,23,23,8567,0,{"v":32,"d":"32.00"}]
["2017-12-23",2017,12,23,24,8568,0,{"v":32,"d":"32.00"}]
["2017-12-24T01:00:00",2017,12,24,1,8569,0,30.02]
["2017-12-24T02:00:00",2017,12,24,2,8570,0,26.96]
["2017-12-24T03:00:00",2017,12,24,3,8571,0,28.04]
["2017-12-24T04:00:00",2017,12,24,4,8572,0,26.96]
["2017-12-24T05:00:00",2017,12,24,5,8573,0,26.96]
["2017-12-24T06:00:00",2017,12,24,6,8574,0,28.04]
["2017-12-24T07:00:00",2017,12,24,7,8575,0,28.94]
["2017-12-24T08:00:00",2017,12,24,8,8576,1,28.04]
["2017-12-24T09:00:00",2017,12,24,9,8577,7,30.02]
["2017-12-24T10:00:00",2017,12,24,10,8578,15,{"v":32,"d":"32.00"}]
["2017-12-24T11:00:00",2017,12,24,11,8579,4,33.08]
["2017-12-24T12:00:00",2017,12,24,12,8580,5,33.98]
["2017-12-24T13:00:00",2017,12,24,13,8581,5,35.06]
["2017-12-24T14:00:00",2017,12,24,14,8582,0,35.96]
["2017-12-24T15:00:00",2017,12,24,15,8583,1,{"v":32,"d":"32.00"}]
["2017-12-24T16:00:00",2017,12,24,16,8584,169,33.08]
["2017-12-24T17:00:00",2017,12,24,17,8585,103,30.92]
["2017-12-24T18:00:00",2017,12,24,18,8586,0,30.02]
["2017-12-24T19:00:00",2017,12,24,19,8587,0,30.02]
["2017-12-24T20:00:00",2017,12,24,20,8588,0,30.02]
["2017-12-24T21:00:00",2017,12,24,21,8589,0,28.04]
["2017-12-24T22:00:00",2017,12,24,22,8590,0,28.04]
["2017-12-24T23:00:00",2017,12,24,23,8591,0,28.04]
["2017-12-24",2017,12,24,24,8592,0,28.04]
["2017-12-25T01:00:00",2017,12,25,1,8593,0,28.94]
["2017-12-25T02:00:00",2017,12,25,2,8594,0,30.02]
["2017-12-25T03:00:00",2017,12,25,3,8595,0,30.92]
["2017-12-25T04:00:00",2017,12,25,4,8596,0,30.02]
["2017-12-25T05:00:00",2017,12,25,5,8597,0,26.96]
["2017-12-25T06:00:00",2017,12,25,6,8598,0,26.96]
["2017-12-25T07:00:00",2017,12,25,7,8599,0,{"v":26.060000000000002,"d":"26.06"}]
["2017-12-25T08:00:00",2017,12,25,8,8600,172,{"v":26.060000000000002,"d":"26.06"}]
["2017-12-25T09:00:00",2017,12,25,9,8601,648,33.08]
["2017-12-25T10:00:00",2017,12,25,10,8602,660,{"v":39.019999999999996,"d":"39.02"}]
["2017-12-25T11:00:00",2017,12,25,11,8603,685,{"v":41,"d":"41.00"}]
["2017-12-25T12:00:00",2017,12,25,12,8604,658,44.06]
["2017-12-25T13:00:00",2017,12,25,13,8605,443,46.94]
["2017-12-25T14:00:00",2017,12,25,14,8606,625,51.08]
["2017-12-25T15:00:00",2017,12,25,15,8607,631,{"v":51.980000000000004,"d":"51.98"}]
["2017-12-25T16:00:00",2017,12,25,16,8608,505,{"v":51.980000000000004,"d":"51.98"}]
["2017-12-25T17:00:00",2017,12,25,17,8609,72,44.96]
["2017-12-25T18:00:00",2017,12,25,18,8610,0,42.08]
["2017-12-25T19:00:00",2017,12,25,19,8611,0,{"v":39.019999999999996,"d":"39.02"}]
["2017-12-25T20:00:00",2017,12,25,20,8612,0,{"v":39.019999999999996,"d":"39.02"}]
["2017-12-25T21:00:00",2017,12,25,21,8613,0,39.92]
["2017-12-25T22:00:00",2017,12,25,22,8614,0,{"v":39.019999999999996,"d":"39.02"}]
["2017-12-25T23:00:00",2017,12,25,23,8615,0,37.04]
["2017-12-25",2017,12,25,24,8616,0,44.06]
["2017-12-26T01:00:00",2017,12,26,1,8617,0,{"v":39.019999999999996,"d":"39.02"}]
["2017-12-26T02:00:00",2017,12,26,2,8618,0,37.94]
["2017-12-26T03:00:00",2017,12,26,3,8619,0,46.04]
["2017-12-26T04:00:00",2017,12,26,4,8620,0,44.06]
["2017-12-26T05:00:00",2017,12,26,5,8621,0,35.06]
["2017-12-26T06:00:00",2017,12,26,6,8622,0,35.06]
["2017-12-26T07:00:00",2017,12,26,7,8623,0,33.98]
["2017-12-26T08:00:00",2017,12,26,8,8624,125,33.98]
["2017-12-26T09:00:00",2017,12,26,9,8625,381,39.92]
["2017-12-26T10:00:00",2017,12,26,10,8626,629,{"v":42.980000000000004,"d":"42.98"}]
["2017-12-26T11:00:00",2017,12,26,11,8627,815,{"v":42.980000000000004,"d":"42.98"}]
["2017-12-26T12:00:00",2017,12,26,12,8628,609,{"v":42.980000000000004,"d":"42.98"}]
["2017-12-26T13:00:00",2017,12,26,13,8629,509,44.06]
["2017-12-26T14:00:00",2017,12,26,14,8630,800,44.96]
["2017-12-26T15:00:00",2017,12,26,15,8631,709,44.06]
["2017-12-26T16:00:00",2017,12,26,16,8632,710,42.08]
["2017-12-26T17:00:00",2017,12,26,17,8633,214,37.94]
["2017-12-26T18:00:00",2017,12,26,18,8634,0,35.06]
["2017-12-26T19:00:00",2017,12,26,19,8635,0,33.98]
["2017-12-26T20:00:00",2017,12,26,20,8636,0,35.06]
["2017-12-26T21:00:00",2017,12,26,21,8637,0,33.08]
["2017-12-26T22:00:00",2017,12,26,22,8638,0,30.02]
["2017-12-26T23:00:00",2017,12,26,23,8639,0,28.94]
["2017-12-26",2017,12,26,24,8640,0,28.04]
["2017-12-27T01:00:00",2017,12,27,1,8641,0,26.96]
["2017-12-27T02:00:00",2017,12,27,2,8642,0,{"v":26.060000000000002,"d":"26.06"}]
["2017-12-27T03:00:00",2017,12,27,3,8643,0,{"v":26.060000000000002,"d":"26.06"}]
["2017-12-27T04:00:00",2017,12,27,4,8644,0,24.98]
["2017-12-27T05:00:00",2017,12,27,5,8645,0,24.08]
["2017-12-27T06:00:00",2017,12,27,6,8646,0,{"v":23,"d":"23.00"}]
["2017-12-27T07:00:00",2017,12,27,7,8647,0,21.92]
["2017-12-27T08:00:00",2017,12,27,8,8648,110,{"v":23,"d":"23.00"}]
["2017-12-27T09:00:00",2017,12,27,9,8649,500,{"v":26.060000000000002,"d":"26.06"}]
["2017-12-27T10:00:00",2017,12,27,10,8650,801,28.04]
["2017-12-27T11:00:00",2017,12,27,11,8651,874,28.94]
["2017-12-27T12:00:00",2017,12,27,12,8652,897,30.92]
["2017-12-27T13:00:00",2017,12,27,13,8653,906,{"v":32,"d":"32.00"}]
["2017-12-27T14:00:00",2017,12,27,14,8654,877,33.98]
["2017-12-27T15:00:00",2017,12,27,15,8655,809,33.98]
["2017-12-27T16:00:00",2017,12,27,16,8656,641,30.02]
["2017-12-27T17:00:00",2017,12,27,17,8657,184,{"v":26.060000000000002,"d":"26.06"}]
["2017-12-27T18:00:00",2017,12,27,18,8658,0,{"v":23,"d":"23.00"}]
["2017-12-27T19:00:00",2017,12,27,19,8659,0,21.92]
["2017-12-27T20:00:00",2017,12,27,20,8660,0,21.02]
["2017-12-27T21:00:00",2017,12,27,21,8661,0,19.04]
["2017-12-27T22:00:00",2017,12,27,22,8662,0,19.04]
["2017-12-27T23:00:00",2017,12,27,23,8663,0,{"v":19.939999999999998,"d":"19.94"}]
["2017-12-27",2017,12,27,24,8664,0,24.98]
["2017-12-28T01:00:00",2017,12,28,1,8665,0,{"v":26.060000000000002,"d":"26.06"}]
["2017-12-28T02:00:00",2017,12,28,2,8666,0,28.04]
["2017-12-28T03:00:00",2017,12,28,3,8667,0,21.02]
["2017-12-28T04:00:00",2017,12,28,4,8668,0,24.08]
["2017-12-28T05:00:00",2017,12,28,5,8669,0,24.98]
["2017-12-28T06:00:00",2017,12,28,6,8670,0,{"v":26.060000000000002,"d":"26.06"}]
["2017-12-28T07:00:00",2017,12,28,7,8671,0,{"v":26.060000000000002,"d":"26.06"}]
["2017-12-28T08:00:00",2017,12,28,8,8672,171,{"v":26.060000000000002,"d":"26.06"}]
["2017-12-28T09:00:00",2017,12,28,9,8673,658,33.98]
["2017-12-28T10:00:00",2017,12,28,10,8674,837,{"v":42.980000000000004,"d":"42.98"}]
["2017-12-28T11:00:00",2017,12,28,11,8675,910,46.04]
["2017-12-28T12:00:00",2017,12,28,12,8676,934,51.08]
["2017-12-28T13:00:00",2017,12,28,13,8677,936,{"v":50,"d":"50.00"}]
["2017-12-28T14:00:00",2017,12,28,14,8678,772,{"v":50,"d":"50.00"}]
["2017-12-28T15:00:00",2017,12,28,15,8679,530,53.06]
["2017-12-28T16:00:00",2017,12,28,16,8680,500,{"v":39.019999999999996,"d":"39.02"}]
["2017-12-28T17:00:00",2017,12,28,17,8681,168,33.08]
["2017-12-28T18:00:00",2017,12,28,18,8682,0,28.94]
["2017-12-28T19:00:00",2017,12,28,19,8683,0,28.04]
["2017-12-28T20:00:00",2017,12,28,20,8684,0,26.96]
["2017-12-28T21:00:00",2017,12,28,21,8685,0,26.96]
["2017-12-28T22:00:00",2017,12,28,22,8686,0,24.08]
["2017-12-28T23:00:00",2017,12,28,23,8687,0,{"v":26.060000000000002,"d":"26.06"}]
["2017-12-28",2017,12,28,24,8688,0,24.08]
["2017-12-29T01:00:00",2017,12,29,1,8689,0,24.98]
["2017-12-29T02:00:00",2017,12,29,2,8690,0,{"v":26.060000000000002,"d":"26.06"}]
["2017-12-29T03:00:00",2017,12,29,3,8691,0,24.08]
["2017-12-29T04:00:00",2017,12,29,4,8692,0,{"v":23,"d":"23.00"}]
["2017-12-29T05:00:00",2017,12,29,5,8693,0,{"v":23,"d":"23.00"}]
["2017-12-29T06:00:00",2017,12,29,6,8694,0,{"v":23,"d":"23.00"}]
["2017-12-29T07:00:00",2017,12,29,7,8695,0,28.04]
["2017-12-29T08:00:00",2017,12,29,8,8696,67,28.04]
["2017-12-29T09:00:00",2017,12,29,9,8697,304,{"v":41,"d":"41.00"}]
["2017-12-29T10:00:00",2017,12,29,10,8698,535,{"v":39.019999999999996,"d":"39.02"}]
["2017-12-29T11:00:00",2017,12,29,11,8699,651,{"v":42.980000000000004,"d":"42.98"}]
["2017-12-29T12:00:00",2017,12,29,12,8700,722,53.96]
["2017-12-29T13:00:00",2017,12,29,13,8701,640,55.94]
["2017-12-29T14:00:00",2017,12,29,14,8702,162,53.06]
["2017-12-29T15:00:00",2017,12,29,15,8703,582,{"v":59,"d":"59.00"}]
["2017-12-29T16:00:00",2017,12,29,16,8704,217,{"v":51.980000000000004,"d":"51.98"}]
["2017-12-29T17:00:00",2017,12,29,17,8705,82,46.94]
["2017-12-29T18:00:00",2017,12,29,18,8706,0,39.92]
["2017-12-29T19:00:00",2017,12,29,19,8707,0,{"v":42.980000000000004,"d":"42.98"}]
["2017-12-29T20:00:00",2017,12,29,20,8708,0,39.92]
["2017-12-29T21:00:00",2017,12,29,21,8709,0,{"v":41,"d":"41.00"}]
["2017-12-29T22:00:00",2017,12,29,22,8710,0,39.92]
["2017-12-29T23:00:00",2017,12,29,23,8711,0,46.04]
["2017-12-29",2017,12,29,24,8712,0,44.96]
["2017-12-30T01:00:00",2017,12,30,1,8713,0,44.06]
["2017-12-30T02:00:00",2017,12,30,2,8714,0,44.06]
["2017-12-30T03:00:00",2017,12,30,3,8715,0,44.96]
["2017-12-30T04:00:00",2017,12,30,4,8716,0,44.96]
["2017-12-30T05:00:00",2017,12,30,5,8717,0,{"v":41,"d":"41.00"}]
["2017-12-30T06:00:00",2017,12,30,6,8718,0,37.04]
["2017-12-30T07:00:00",2017,12,30,7,8719,0,37.04]
["2017-12-30T08:00:00",2017,12,30,8,8720,38,35.96]
["2017-12-30T09:00:00",2017,12,30,9,8721,153,46.04]
["2017-12-30T10:00:00",2017,12,30,10,8722,255,{"v":51.980000000000004,"d":"51.98"}]
["2017-12-30T11:00:00",2017,12,30,11,8723,455,{"v":51.980000000000004,"d":"51.98"}]
["2017-12-30T12:00:00",2017,12,30,12,8724,438,{"v":55.040000000000006,"d":"55.04"}]
["2017-12-30T13:00:00",2017,12,30,13,8725,374,{"v":55.040000000000006,"d":"55.04"}]
["2017-12-30T14:00:00",2017,12,30,14,8726,422,53.06]
["2017-12-30T15:00:00",2017,12,30,15,8727,203,44.96]
["2017-12-30T16:00:00",2017,12,30,16,8728,94,39.92]
["2017-12-30T17:00:00",2017,12,30,17,8729,48,35.96]
["2017-12-30T18:00:00",2017,12,30,18,8730,0,35.06]
["2017-12-30T19:00:00",2017,12,30,19,8731,0,33.98]
["2017-12-30T20:00:00",2017,12,30,20,8732,0,{"v":32,"d":"32.00"}]
["2017-12-30T21:00:00",2017,12,30,21,8733,0,28.94]
["2017-12-30T22:00:00",2017,12,30,22,8734,0,28.94]
["2017-12-30T23:00:00",2017,12,30,23,8735,0,28.94]
["2017-12-30",2017,12,30,24,8736,0,26.96]
["2017-12-31T01:00:00",2017,12,31,1,8737,0,28.04]
["2017-12-31T02:00:00",2017,12,31,2,8738,0,28.04]
["2017-12-31T03:00:00",2017,12,31,3,8739,0,28.94]
["2017-12-31T04:00:00",2017,12,31,4,8740,0,{"v":23,"d":"23.00"}]
["2017-12-31T05:00:00",2017,12,31,5,8741,0,21.02]
["2017-12-31T06:00:00",2017,12,31,6,8742,0,21.02]
["2017-12-31T07:00:00",2017,12,31,7,8743,0,21.92]
["2017-12-31T08:00:00",2017,12,31,8,8744,40,24.98]
["2017-12-31T09:00:00",2017,12,31,9,8745,306,28.04]
["2017-12-31T10:00:00",2017,12,31,10,8746,303,35.06]
["2017-12-31T11:00:00",2017,12,31,11,8747,491,{"v":42.980000000000004,"d":"42.98"}]
["2017-12-31T12:00:00",2017,12,31,12,8748,612,44.96]
["2017-12-31T13:00:00",2017,12,31,13,8749,579,{"v":39.019999999999996,"d":"39.02"}]
["2017-12-31T14:00:00",2017,12,31,14,8750,391,{"v":39.019999999999996,"d":"39.02"}]
["2017-12-31T15:00:00",2017,12,31,15,8751,135,44.06]
["2017-12-31T16:00:00",2017,12,31,16,8752,374,37.94]
["2017-12-31T17:00:00",2017,12,31,17,8753,160,35.96]
["2017-12-31T18:00:00",2017,12,31,18,8754,0,33.08]
["2017-12-31T19:00:00",2017,12,31,19,8755,0,{"v":32,"d":"32.00"}]
["2017-12-31T20:00:00",2017,12,31,20,8756,0,{"v":32,"d":"32.00"}]
["2017-12-31T21:00:00",2017,12,31,21,8757,0,28.94]
["2017-12-31T22:00:00",2017,12,31,22,8758,0,26.96]
["2017-12-31T23:00:00",2017,12,31,23,8759,0,24.08]
["2017-12-31",2017,12,31,24,8760,0,28.04]

{"sheet":"SRRR Calculations","index":5,"n_rows":27,"n_cols":11,"rows_kept":27,"read":"bin_skipped_in_rows","flags":["formulas_cached_only","records_skipped"],"rows_in_doubt":{"n":1,"rows":[2]},"rows_in_doubt_other":0}
["System Risk Relief Required Calculations"]
["System Risk Relief for all devices"]
["Hour","WELD1611 (N-0)","WELD1611 (N-1)","GRLY1042 (N-1)","","","","","","",""]
[0,{"v":0,"d":"0.0"},{"v":0,"d":"0.0"},{"v":0,"d":"0.0"},{"v":0,"d":"0.0"},{"v":0,"d":"0.0"},{"v":0,"d":"0.0"},{"v":0,"d":"0.0"},{"v":0,"d":"0.0"},{"v":0,"d":"0.0"},{"v":0,"d":"0.0"}]
[1,{"v":0,"d":"0.0"},{"v":0,"d":"0.0"},{"v":0,"d":"0.0"},{"v":0,"d":"0.0"},{"v":0,"d":"0.0"},{"v":0,"d":"0.0"},{"v":0,"d":"0.0"},{"v":0,"d":"0.0"},{"v":0,"d":"0.0"},{"v":0,"d":"0.0"}]
[2,{"v":0,"d":"0.0"},{"v":0,"d":"0.0"},{"v":0,"d":"0.0"},{"v":0,"d":"0.0"},{"v":0,"d":"0.0"},{"v":0,"d":"0.0"},{"v":0,"d":"0.0"},{"v":0,"d":"0.0"},{"v":0,"d":"0.0"},{"v":0,"d":"0.0"}]
[3,{"v":0,"d":"0.0"},{"v":0,"d":"0.0"},{"v":7001,"d":"7001.0"},{"v":0,"d":"0.0"},{"v":0,"d":"0.0"},{"v":0,"d":"0.0"},{"v":0,"d":"0.0"},{"v":0,"d":"0.0"},{"v":0,"d":"0.0"},{"v":0,"d":"0.0"}]
[4,{"v":0,"d":"0.0"},{"v":11469,"d":"11469.0"},{"v":7001,"d":"7001.0"},{"v":0,"d":"0.0"},{"v":0,"d":"0.0"},{"v":0,"d":"0.0"},{"v":0,"d":"0.0"},{"v":0,"d":"0.0"},{"v":0,"d":"0.0"},{"v":0,"d":"0.0"}]
[5,{"v":0,"d":"0.0"},{"v":11469,"d":"11469.0"},{"v":7001,"d":"7001.0"},{"v":0,"d":"0.0"},{"v":0,"d":"0.0"},{"v":0,"d":"0.0"},{"v":0,"d":"0.0"},{"v":0,"d":"0.0"},{"v":0,"d":"0.0"},{"v":0,"d":"0.0"}]
[6,{"v":0,"d":"0.0"},{"v":11469,"d":"11469.0"},{"v":7001,"d":"7001.0"},{"v":0,"d":"0.0"},{"v":0,"d":"0.0"},{"v":0,"d":"0.0"},{"v":0,"d":"0.0"},{"v":0,"d":"0.0"},{"v":0,"d":"0.0"},{"v":0,"d":"0.0"}]
[7,{"v":0,"d":"0.0"},{"v":11469,"d":"11469.0"},{"v":7001,"d":"7001.0"},{"v":0,"d":"0.0"},{"v":0,"d":"0.0"},{"v":0,"d":"0.0"},{"v":0,"d":"0.0"},{"v":0,"d":"0.0"},{"v":0,"d":"0.0"},{"v":0,"d":"0.0"}]
[8,{"v":0,"d":"0.0"},{"v":11469,"d":"11469.0"},{"v":7001,"d":"7001.0"},{"v":0,"d":"0.0"},{"v":0,"d":"0.0"},{"v":0,"d":"0.0"},{"v":0,"d":"0.0"},{"v":0,"d":"0.0"},{"v":0,"d":"0.0"},{"v":0,"d":"0.0"}]
[9,{"v":0,"d":"0.0"},{"v":11469,"d":"11469.0"},{"v":7001,"d":"7001.0"},{"v":0,"d":"0.0"},{"v":0,"d":"0.0"},{"v":0,"d":"0.0"},{"v":0,"d":"0.0"},{"v":0,"d":"0.0"},{"v":0,"d":"0.0"},{"v":0,"d":"0.0"}]
[10,{"v":0,"d":"0.0"},{"v":11469,"d":"11469.0"},{"v":7001,"d":"7001.0"},{"v":0,"d":"0.0"},{"v":0,"d":"0.0"},{"v":0,"d":"0.0"},{"v":0,"d":"0.0"},{"v":0,"d":"0.0"},{"v":0,"d":"0.0"},{"v":0,"d":"0.0"}]
[11,{"v":4640,"d":"4640.0"},{"v":11469,"d":"11469.0"},{"v":7001,"d":"7001.0"},{"v":0,"d":"0.0"},{"v":0,"d":"0.0"},{"v":0,"d":"0.0"},{"v":0,"d":"0.0"},{"v":0,"d":"0.0"},{"v":0,"d":"0.0"},{"v":0,"d":"0.0"}]
[12,{"v":4640,"d":"4640.0"},{"v":11469,"d":"11469.0"},{"v":7001,"d":"7001.0"},{"v":0,"d":"0.0"},{"v":0,"d":"0.0"},{"v":0,"d":"0.0"},{"v":0,"d":"0.0"},{"v":0,"d":"0.0"},{"v":0,"d":"0.0"},{"v":0,"d":"0.0"}]
[13,{"v":4640,"d":"4640.0"},{"v":11469,"d":"11469.0"},{"v":7001,"d":"7001.0"},{"v":0,"d":"0.0"},{"v":0,"d":"0.0"},{"v":0,"d":"0.0"},{"v":0,"d":"0.0"},{"v":0,"d":"0.0"},{"v":0,"d":"0.0"},{"v":0,"d":"0.0"}]
[14,{"v":4640,"d":"4640.0"},{"v":11469,"d":"11469.0"},{"v":7001,"d":"7001.0"},{"v":0,"d":"0.0"},{"v":0,"d":"0.0"},{"v":0,"d":"0.0"},{"v":0,"d":"0.0"},{"v":0,"d":"0.0"},{"v":0,"d":"0.0"},{"v":0,"d":"0.0"}]
[15,{"v":4640,"d":"4640.0"},{"v":11469,"d":"11469.0"},{"v":7001,"d":"7001.0"},{"v":0,"d":"0.0"},{"v":0,"d":"0.0"},{"v":0,"d":"0.0"},{"v":0,"d":"0.0"},{"v":0,"d":"0.0"},{"v":0,"d":"0.0"},{"v":0,"d":"0.0"}]
[16,{"v":4640,"d":"4640.0"},{"v":11469,"d":"11469.0"},{"v":7001,"d":"7001.0"},{"v":0,"d":"0.0"},{"v":0,"d":"0.0"},{"v":0,"d":"0.0"},{"v":0,"d":"0.0"},{"v":0,"d":"0.0"},{"v":0,"d":"0.0"},{"v":0,"d":"0.0"}]
[17,{"v":4640,"d":"4640.0"},{"v":11469,"d":"11469.0"},{"v":7001,"d":"7001.0"},{"v":0,"d":"0.0"},{"v":0,"d":"0.0"},{"v":0,"d":"0.0"},{"v":0,"d":"0.0"},{"v":0,"d":"0.0"},{"v":0,"d":"0.0"},{"v":0,"d":"0.0"}]
[18,{"v":4640,"d":"4640.0"},{"v":11469,"d":"11469.0"},{"v":7001,"d":"7001.0"},{"v":0,"d":"0.0"},{"v":0,"d":"0.0"},{"v":0,"d":"0.0"},{"v":0,"d":"0.0"},{"v":0,"d":"0.0"},{"v":0,"d":"0.0"},{"v":0,"d":"0.0"}]
[19,{"v":4640,"d":"4640.0"},{"v":11469,"d":"11469.0"},{"v":7001,"d":"7001.0"},{"v":0,"d":"0.0"},{"v":0,"d":"0.0"},{"v":0,"d":"0.0"},{"v":0,"d":"0.0"},{"v":0,"d":"0.0"},{"v":0,"d":"0.0"},{"v":0,"d":"0.0"}]
[20,{"v":4640,"d":"4640.0"},{"v":11469,"d":"11469.0"},{"v":7001,"d":"7001.0"},{"v":0,"d":"0.0"},{"v":0,"d":"0.0"},{"v":0,"d":"0.0"},{"v":0,"d":"0.0"},{"v":0,"d":"0.0"},{"v":0,"d":"0.0"},{"v":0,"d":"0.0"}]
[21,{"v":0,"d":"0.0"},{"v":11469,"d":"11469.0"},{"v":7001,"d":"7001.0"},{"v":0,"d":"0.0"},{"v":0,"d":"0.0"},{"v":0,"d":"0.0"},{"v":0,"d":"0.0"},{"v":0,"d":"0.0"},{"v":0,"d":"0.0"},{"v":0,"d":"0.0"}]
[22,{"v":0,"d":"0.0"},{"v":11469,"d":"11469.0"},{"v":7001,"d":"7001.0"},{"v":0,"d":"0.0"},{"v":0,"d":"0.0"},{"v":0,"d":"0.0"},{"v":0,"d":"0.0"},{"v":0,"d":"0.0"},{"v":0,"d":"0.0"},{"v":0,"d":"0.0"}]
[23,{"v":0,"d":"0.0"},{"v":11469,"d":"11469.0"},{"v":7001,"d":"7001.0"},{"v":0,"d":"0.0"},{"v":0,"d":"0.0"},{"v":0,"d":"0.0"},{"v":0,"d":"0.0"},{"v":0,"d":"0.0"},{"v":0,"d":"0.0"},{"v":0,"d":"0.0"}]

{"sheet":"Risk Relief Report","index":6,"n_rows":114,"n_cols":40,"rows_kept":114,"merged":[[3,1,3,3],[3,5,3,7],[3,9,3,11],[3,13,3,15],[3,17,3,19],[3,21,3,23],[3,25,3,27],[3,29,3,31],[3,33,3,35],[3,37,3,39],[62,0,85,0],[90,0,113,0]],"read":"bin_skipped_in_rows","flags":["formulas_cached_only","records_skipped"],"rows_in_doubt":{"n":29,"rows":[5,62,87,88,89,90,91,92,93,94,95,96,97,98,99,100,101,102,103,104,105,106,107,108,109,110,111,112,113]},"rows_in_doubt_other":1}
["Risk Relief Report"]
[]
[]
[null,"WELD1611 (N-0)",{"$nulls":3},"WELD1611 (N-1)",{"$nulls":3},"GRLY1042 (N-1)",{"$nulls":3},"",{"$nulls":3},"",{"$nulls":3},"",{"$nulls":3},"",{"$nulls":3},"",{"$nulls":3},"",{"$nulls":3},""]
["Hour","LRR","LRP","%LRR Met",null,"LRR","LRP","%LRR Met",null,"LRR","LRP","%LRR Met",null,"LRR","LRP","%LRR Met",null,"LRR","LRP","%LRR Met",null,"LRR","LRP","%LRR Met",null,"LRR","LRP","%LRR Met",null,"LRR","LRP","%LRR Met",null,"LRR","LRP","%LRR Met",null,"LRR","LRP","%LRR Met"]
[1,0,0,{"v":1,"d":"100%"},null,0,0,{"v":1,"d":"100%"},null,0,0,{"v":1,"d":"100%"},null,0,0,{"v":1,"d":"100%"},null,0,0,{"v":1,"d":"100%"},null,0,0,{"v":1,"d":"100%"},null,0,0,{"v":1,"d":"100%"},null,0,0,{"v":1,"d":"100%"},null,0,0,{"v":1,"d":"100%"},null,0,0,{"v":1,"d":"100%"}]
[2,0,0,{"v":1,"d":"100%"},null,0,0,{"v":1,"d":"100%"},null,0,0,{"v":1,"d":"100%"},null,0,0,{"v":1,"d":"100%"},null,0,0,{"v":1,"d":"100%"},null,0,0,{"v":1,"d":"100%"},null,0,0,{"v":1,"d":"100%"},null,0,0,{"v":1,"d":"100%"},null,0,0,{"v":1,"d":"100%"},null,0,0,{"v":1,"d":"100%"}]
[3,0,0,{"v":1,"d":"100%"},null,0,0,{"v":1,"d":"100%"},null,0,0,{"v":1,"d":"100%"},null,0,0,{"v":1,"d":"100%"},null,0,0,{"v":1,"d":"100%"},null,0,0,{"v":1,"d":"100%"},null,0,0,{"v":1,"d":"100%"},null,0,0,{"v":1,"d":"100%"},null,0,0,{"v":1,"d":"100%"},null,0,0,{"v":1,"d":"100%"}]
[4,0,0,{"v":1,"d":"100%"},null,0,0,{"v":1,"d":"100%"},null,7001,0,{"v":0,"d":"0%"},null,0,0,{"v":1,"d":"100%"},null,0,0,{"v":1,"d":"100%"},null,0,0,{"v":1,"d":"100%"},null,0,0,{"v":1,"d":"100%"},null,0,0,{"v":1,"d":"100%"},null,0,0,{"v":1,"d":"100%"},null,0,0,{"v":1,"d":"100%"}]
[5,0,0,{"v":1,"d":"100%"},null,11469,0,{"v":0,"d":"0%"},null,7001,0,{"v":0,"d":"0%"},null,0,0,{"v":1,"d":"100%"},null,0,0,{"v":1,"d":"100%"},null,0,0,{"v":1,"d":"100%"},null,0,0,{"v":1,"d":"100%"},null,0,0,{"v":1,"d":"100%"},null,0,0,{"v":1,"d":"100%"},null,0,0,{"v":1,"d":"100%"}]
[6,0,0,{"v":1,"d":"100%"},null,11469,0,{"v":0,"d":"0%"},null,7001,0,{"v":0,"d":"0%"},null,0,0,{"v":1,"d":"100%"},null,0,0,{"v":1,"d":"100%"},null,0,0,{"v":1,"d":"100%"},null,0,0,{"v":1,"d":"100%"},null,0,0,{"v":1,"d":"100%"},null,0,0,{"v":1,"d":"100%"},null,0,0,{"v":1,"d":"100%"}]
[7,0,0,{"v":1,"d":"100%"},null,11469,0,{"v":0,"d":"0%"},null,7001,0,{"v":0,"d":"0%"},null,0,0,{"v":1,"d":"100%"},null,0,0,{"v":1,"d":"100%"},null,0,0,{"v":1,"d":"100%"},null,0,0,{"v":1,"d":"100%"},null,0,0,{"v":1,"d":"100%"},null,0,0,{"v":1,"d":"100%"},null,0,0,{"v":1,"d":"100%"}]
[8,0,0,{"v":1,"d":"100%"},null,11469,0,{"v":0,"d":"0%"},null,7001,0,{"v":0,"d":"0%"},null,0,0,{"v":1,"d":"100%"},null,0,0,{"v":1,"d":"100%"},null,0,0,{"v":1,"d":"100%"},null,0,0,{"v":1,"d":"100%"},null,0,0,{"v":1,"d":"100%"},null,0,0,{"v":1,"d":"100%"},null,0,0,{"v":1,"d":"100%"}]
[9,0,0,{"v":1,"d":"100%"},null,11469,0,{"v":0,"d":"0%"},null,7001,0,{"v":0,"d":"0%"},null,0,0,{"v":1,"d":"100%"},null,0,0,{"v":1,"d":"100%"},null,0,0,{"v":1,"d":"100%"},null,0,0,{"v":1,"d":"100%"},null,0,0,{"v":1,"d":"100%"},null,0,0,{"v":1,"d":"100%"},null,0,0,{"v":1,"d":"100%"}]
[10,0,0,{"v":1,"d":"100%"},null,11469,0,{"v":0,"d":"0%"},null,7001,0,{"v":0,"d":"0%"},null,0,0,{"v":1,"d":"100%"},null,0,0,{"v":1,"d":"100%"},null,0,0,{"v":1,"d":"100%"},null,0,0,{"v":1,"d":"100%"},null,0,0,{"v":1,"d":"100%"},null,0,0,{"v":1,"d":"100%"},null,0,0,{"v":1,"d":"100%"}]
[11,0,0,{"v":1,"d":"100%"},null,11469,0,{"v":0,"d":"0%"},null,7001,0,{"v":0,"d":"0%"},null,0,0,{"v":1,"d":"100%"},null,0,0,{"v":1,"d":"100%"},null,0,0,{"v":1,"d":"100%"},null,0,0,{"v":1,"d":"100%"},null,0,0,{"v":1,"d":"100%"},null,0,0,{"v":1,"d":"100%"},null,0,0,{"v":1,"d":"100%"}]
[12,4640,0,{"v":0,"d":"0%"},null,11469,0,{"v":0,"d":"0%"},null,7001,0,{"v":0,"d":"0%"},null,0,0,{"v":1,"d":"100%"},null,0,0,{"v":1,"d":"100%"},null,0,0,{"v":1,"d":"100%"},null,0,0,{"v":1,"d":"100%"},null,0,0,{"v":1,"d":"100%"},null,0,0,{"v":1,"d":"100%"},null,0,0,{"v":1,"d":"100%"}]
[13,4640,0,{"v":0,"d":"0%"},null,11469,0,{"v":0,"d":"0%"},null,7001,0,{"v":0,"d":"0%"},null,0,0,{"v":1,"d":"100%"},null,0,0,{"v":1,"d":"100%"},null,0,0,{"v":1,"d":"100%"},null,0,0,{"v":1,"d":"100%"},null,0,0,{"v":1,"d":"100%"},null,0,0,{"v":1,"d":"100%"},null,0,0,{"v":1,"d":"100%"}]
[14,4640,0,{"v":0,"d":"0%"},null,11469,0,{"v":0,"d":"0%"},null,7001,0,{"v":0,"d":"0%"},null,0,0,{"v":1,"d":"100%"},null,0,0,{"v":1,"d":"100%"},null,0,0,{"v":1,"d":"100%"},null,0,0,{"v":1,"d":"100%"},null,0,0,{"v":1,"d":"100%"},null,0,0,{"v":1,"d":"100%"},null,0,0,{"v":1,"d":"100%"}]
[15,4640,0,{"v":0,"d":"0%"},null,11469,0,{"v":0,"d":"0%"},null,7001,0,{"v":0,"d":"0%"},null,0,0,{"v":1,"d":"100%"},null,0,0,{"v":1,"d":"100%"},null,0,0,{"v":1,"d":"100%"},null,0,0,{"v":1,"d":"100%"},null,0,0,{"v":1,"d":"100%"},null,0,0,{"v":1,"d":"100%"},null,0,0,{"v":1,"d":"100%"}]
[16,4640,0,{"v":0,"d":"0%"},null,11469,0,{"v":0,"d":"0%"},null,7001,0,{"v":0,"d":"0%"},null,0,0,{"v":1,"d":"100%"},null,0,0,{"v":1,"d":"100%"},null,0,0,{"v":1,"d":"100%"},null,0,0,{"v":1,"d":"100%"},null,0,0,{"v":1,"d":"100%"},null,0,0,{"v":1,"d":"100%"},null,0,0,{"v":1,"d":"100%"}]
[17,4640,0,{"v":0,"d":"0%"},null,11469,0,{"v":0,"d":"0%"},null,7001,0,{"v":0,"d":"0%"},null,0,0,{"v":1,"d":"100%"},null,0,0,{"v":1,"d":"100%"},null,0,0,{"v":1,"d":"100%"},null,0,0,{"v":1,"d":"100%"},null,0,0,{"v":1,"d":"100%"},null,0,0,{"v":1,"d":"100%"},null,0,0,{"v":1,"d":"100%"}]
[18,4640,0,{"v":0,"d":"0%"},null,11469,0,{"v":0,"d":"0%"},null,7001,0,{"v":0,"d":"0%"},null,0,0,{"v":1,"d":"100%"},null,0,0,{"v":1,"d":"100%"},null,0,0,{"v":1,"d":"100%"},null,0,0,{"v":1,"d":"100%"},null,0,0,{"v":1,"d":"100%"},null,0,0,{"v":1,"d":"100%"},null,0,0,{"v":1,"d":"100%"}]
[19,4640,0,{"v":0,"d":"0%"},null,11469,0,{"v":0,"d":"0%"},null,7001,0,{"v":0,"d":"0%"},null,0,0,{"v":1,"d":"100%"},null,0,0,{"v":1,"d":"100%"},null,0,0,{"v":1,"d":"100%"},null,0,0,{"v":1,"d":"100%"},null,0,0,{"v":1,"d":"100%"},null,0,0,{"v":1,"d":"100%"},null,0,0,{"v":1,"d":"100%"}]
[20,4640,0,{"v":0,"d":"0%"},null,11469,0,{"v":0,"d":"0%"},null,7001,0,{"v":0,"d":"0%"},null,0,0,{"v":1,"d":"100%"},null,0,0,{"v":1,"d":"100%"},null,0,0,{"v":1,"d":"100%"},null,0,0,{"v":1,"d":"100%"},null,0,0,{"v":1,"d":"100%"},null,0,0,{"v":1,"d":"100%"},null,0,0,{"v":1,"d":"100%"}]
[21,4640,0,{"v":0,"d":"0%"},null,11469,0,{"v":0,"d":"0%"},null,7001,0,{"v":0,"d":"0%"},null,0,0,{"v":1,"d":"100%"},null,0,0,{"v":1,"d":"100%"},null,0,0,{"v":1,"d":"100%"},null,0,0,{"v":1,"d":"100%"},null,0,0,{"v":1,"d":"100%"},null,0,0,{"v":1,"d":"100%"},null,0,0,{"v":1,"d":"100%"}]
[22,0,0,{"v":1,"d":"100%"},null,11469,0,{"v":0,"d":"0%"},null,7001,0,{"v":0,"d":"0%"},null,0,0,{"v":1,"d":"100%"},null,0,0,{"v":1,"d":"100%"},null,0,0,{"v":1,"d":"100%"},null,0,0,{"v":1,"d":"100%"},null,0,0,{"v":1,"d":"100%"},null,0,0,{"v":1,"d":"100%"},null,0,0,{"v":1,"d":"100%"}]
[23,0,0,{"v":1,"d":"100%"},null,11469,0,{"v":0,"d":"0%"},null,7001,0,{"v":0,"d":"0%"},null,0,0,{"v":1,"d":"100%"},null,0,0,{"v":1,"d":"100%"},null,0,0,{"v":1,"d":"100%"},null,0,0,{"v":1,"d":"100%"},null,0,0,{"v":1,"d":"100%"},null,0,0,{"v":1,"d":"100%"},null,0,0,{"v":1,"d":"100%"}]
[24,0,0,{"v":1,"d":"100%"},null,11469,0,{"v":0,"d":"0%"},null,7001,0,{"v":0,"d":"0%"},null,0,0,{"v":1,"d":"100%"},null,0,0,{"v":1,"d":"100%"},null,0,0,{"v":1,"d":"100%"},null,0,0,{"v":1,"d":"100%"},null,0,0,{"v":1,"d":"100%"},null,0,0,{"v":1,"d":"100%"},null,0,0,{"v":1,"d":"100%"}]
{"$rows_empty":31}
[null,"Measure Name","Measure 1","","","","","","","","","","","","","","","","","","","","","","","","","","","","",""]
[null,"Mapped Device","WELD1611",0,0,0,0,0,0,0,0,0,0,0,0,0,0,0,0,0,0,0,0,0,0,0,0,0,0,0,0,0]
["Hour",1,"","","","","","","","","","","","","","","","","","","","","","","","","","","","","",""]
[null,2,"","","","","","","","","","","","","","","","","","","","","","","","","","","","","",""]
[null,3,"","","","","","","","","","","","","","","","","","","","","","","","","","","","","",""]
[null,4,"","","","","","","","","","","","","","","","","","","","","","","","","","","","","",""]
[null,5,"","","","","","","","","","","","","","","","","","","","","","","","","","","","","",""]
[null,6,"","","","","","","","","","","","","","","","","","","","","","","","","","","","","",""]
[null,7,"","","","","","","","","","","","","","","","","","","","","","","","","","","","","",""]
[null,8,"","","","","","","","","","","","","","","","","","","","","","","","","","","","","",""]
[null,9,"","","","","","","","","","","","","","","","","","","","","","","","","","","","","",""]
[null,10,"","","","","","","","","","","","","","","","","","","","","","","","","","","","","",""]
[null,11,"","","","","","","","","","","","","","","","","","","","","","","","","","","","","",""]
[null,12,"","","","","","","","","","","","","","","","","","","","","","","","","","","","","",""]
[null,13,"","","","","","","","","","","","","","","","","","","","","","","","","","","","","",""]
[null,14,"","","","","","","","","","","","","","","","","","","","","","","","","","","","","",""]
[null,15,"","","","","","","","","","","","","","","","","","","","","","","","","","","","","",""]
[null,16,"","","","","","","","","","","","","","","","","","","","","","","","","","","","","",""]
[null,17,"","","","","","","","","","","","","","","","","","","","","","","","","","","","","",""]
[null,18,"","","","","","","","","","","","","","","","","","","","","","","","","","","","","",""]
[null,19,"","","","","","","","","","","","","","","","","","","","","","","","","","","","","",""]
[null,20,"","","","","","","","","","","","","","","","","","","","","","","","","","","","","",""]
[null,21,"","","","","","","","","","","","","","","","","","","","","","","","","","","","","",""]
[null,22,"","","","","","","","","","","","","","","","","","","","","","","","","","","","","",""]
[null,23,"","","","","","","","","","","","","","","","","","","","","","","","","","","","","",""]
[null,24,"","","","","","","","","","","","","","","","","","","","","","","","","","","","","",""]
[]
[null,null,"N-0","N-1","N-1","","","","","","",""]
[null,null,"Feeder","Feeder","Feeder","","","","","","",""]
[null,null,"WELD1611","WELD1611","GRLY1042","","","","","","",""]
["Hour",1,0,0,0,0,0,0,0,0,0,0]
[null,2,0,0,0,0,0,0,0,0,0,0]
[null,3,0,0,0,0,0,0,0,0,0,0]
[null,4,0,0,0,0,0,0,0,0,0,0]
[null,5,0,0,0,0,0,0,0,0,0,0]
[null,6,0,0,0,0,0,0,0,0,0,0]
[null,7,0,0,0,0,0,0,0,0,0,0]
[null,8,0,0,0,0,0,0,0,0,0,0]
[null,9,0,0,0,0,0,0,0,0,0,0]
[null,10,0,0,0,0,0,0,0,0,0,0]
[null,11,0,0,0,0,0,0,0,0,0,0]
[null,12,0,0,0,0,0,0,0,0,0,0]
[null,13,0,0,0,0,0,0,0,0,0,0]
[null,14,0,0,0,0,0,0,0,0,0,0]
[null,15,0,0,0,0,0,0,0,0,0,0]
[null,16,0,0,0,0,0,0,0,0,0,0]
[null,17,0,0,0,0,0,0,0,0,0,0]
[null,18,0,0,0,0,0,0,0,0,0,0]
[null,19,0,0,0,0,0,0,0,0,0,0]
[null,20,0,0,0,0,0,0,0,0,0,0]
[null,21,0,0,0,0,0,0,0,0,0,0]
[null,22,0,0,0,0,0,0,0,0,0,0]
[null,23,0,0,0,0,0,0,0,0,0,0]
[null,24,0,0,0,0,0,0,0,0,0,0]

{"sheet":"XB Measure Information","index":7,"n_rows":35,"n_cols":42,"rows_kept":35,"hidden":true,"merged":[[3,0,4,0],[3,1,4,1],[3,2,4,2],[3,3,4,3],[3,6,4,6],[3,7,4,7],[3,8,4,8],[3,9,3,13],[3,14,3,18],[3,19,3,23],[3,24,3,28],[3,29,4,29],[3,32,4,32],[3,33,4,33],[3,34,4,34],[3,35,4,35],[3,36,4,36],[3,37,4,37],[3,38,4,38],[3,39,4,39],[3,40,4,40],[3,41,4,41]],"read":"bin_skipped_in_rows","flags":["formulas_cached_only","records_skipped"],"rows_in_doubt":{"n":0,"rows":[]},"rows_in_doubt_other":1}
["Measure Level Information"]
["Measure-Specific Data Imported from XB here"]
[]
[" MeasureID","Assign Program Here","Designate Customer Segmentation","Measure Name","Electric or Gas","Low Income Flag","Estimated Useful Lifetime (EUL) (years)","Incremental Measure Cost ($)","Annual O&M Impact ($/year)","Participation",{"$nulls":4},"Proposed Incentives",{"$nulls":4},"Proposed Annual Ongoing Incentives (Per Participant)",{"$nulls":4},"Federal Tax Incentive",{"$nulls":4},"Total Participation","Does the Measure have a solar asset? ","Does the measure have an energy storage asset?",null,"Annual Average Host Customer Load (kW)",null,"Annual Average State of Charge for BESS (%)","Minimum Desired State of Charge for BESS (%)","Total Useable Energy Capacity  of BESS (kWh)",null,"Solar PV Array Nameplate Capacity (kW)","PV Array Capacity Factor (%)","Safety Factor to account for Intermittency (%)"]
[{"$nulls":4},"(0: Gas/1: Electric/ 2: Both)","(1: Yes / 0: No)",{"$nulls":3},2023,2024,2025,2026,"Leave Blank",2023,2024,2025,2026,"Leave Blank",2023,2024,2025,2026,"Leave Blank",2023,2024,2025,2026,"Leave Blank",null,"1: Yes/ 0: No","1: Yes/ 0: No"]
[1,"FTM Storage","","16.5 MW/99 MWh (First Shift)",1,"",10,"","","","","","",1,"","","","","","","","","","","Front of the Meter",0,0,0,0,1,1,0,"Leave Blank","","Leave Blank","","","","->",37000,0.17,0]
[2,"FTM Storage","","16.5 MW/66 MWh (Second Shift)",1,"",10,"","","","","","",1,"","","","","","","","","","","",0,0,0,0,1,0,1,"Leave Blank","","->",0.63,0.1,62700,"Leave Blank","","",""]
[3,"FTM Storage","","4.1 MW/24.6 MWh (First Shift)",1,"",10,"","","","","","",1,"","","","","","","","","","","",0,0,0,0,1,0,1,"Leave Blank","","->",0.61,0.1,23370,"Leave Blank","","",""]
[4,"FTM Storage","","4.1 MW/16.4 MWh (Second Shift)",1,"",10,"","","","","","",1,"","","","","","","","","","","",0,0,0,0,1,0,1,"Leave Blank","","->",0.63,0.1,15580,"Leave Blank","","",""]
[5,"FTM Storage","","0.7 MW/4.2 MWh (First Shift)",1,"",10,"","","","","","",1,"","","","","","","","","","","",0,0,0,0,1,0,1,"Leave Blank","","->",0.61,0.1,3990,"Leave Blank","","",""]
[6,"FTM Storage","","0.7 MW/2.8 MWh (Second Shift)",1,"",10,"","","","","","",1,"","","","","","","","","","","",0,0,0,0,1,0,1,"Leave Blank","","->",0.63,0.1,2660,"Leave Blank","","",""]
["","","","","","","","","","","","","","","","","","","","","","","","","",0,0,0,0,"","","","","","Leave Blank","","","","Leave Blank","","",""]
["","","","","","","","","","","","","","","","","","","","","","","","","",0,0,0,0,"","","","","","Leave Blank","","","","Leave Blank","","",""]
["","","","","","","","","","","","","","","","","","","","","","","","","",0,0,0,0,"","","","","","Leave Blank","","","","Leave Blank","","",""]
["","","","","","","","","","","","","","","","","","","","","","","","","",0,0,0,0,"","","","","","Leave Blank","","","","Leave Blank","","",""]
["","","","","","","","","","","","","","","","","","","","","","","","","",0,0,0,0,"","","","","","Leave Blank","","","","Leave Blank","","",""]
["","","","","","","","","","","","","","","","","","","","","","","","","",0,0,0,0,"","","","","","Leave Blank","","","","Leave Blank","","",""]
["","","","","","","","","","","","","","","","","","","","","","","","","",0,0,0,0,"","","","","","Leave Blank","","","","Leave Blank","","",""]
["","","","","","","","","","","","","","","","","","","","","","","","","",0,0,0,0,"","","","","","Leave Blank","","","","Leave Blank","","",""]
["","","","","","","","","","","","","","","","","","","","","","","","","",0,0,0,0,"","","","","","Leave Blank","","","","Leave Blank","","",""]
["","","","","","","","","","","","","","","","","","","","","","","","","",0,0,0,0,"","","","","","Leave Blank","","","","Leave Blank","","",""]
["","","","","","","","","","","","","","","","","","","","","","","","","",0,0,0,0,"","","","","","Leave Blank","","","","Leave Blank","","",""]
["","","","","","","","","","","","","","","","","","","","","","","","","",0,0,0,0,"","","","","","Leave Blank","","","","Leave Blank","","",""]
["","","","","","","","","","","","","","","","","","","","","","","","","",0,0,0,0,"","","","","","Leave Blank","","","","Leave Blank","","",""]
["","","","","","","","","","","","","","","","","","","","","","","","","",0,0,0,0,"","","","","","Leave Blank","","","","Leave Blank","","",""]
["","","","","","","","","","","","","","","","","","","","","","","","","",0,0,0,0,"","","","","","Leave Blank","","","","Leave Blank","","",""]
["","","","","","","","","","","","","","","","","","","","","","","","","",0,0,0,0,"","","","","","Leave Blank","","","","Leave Blank","","",""]
["","","","","","","","","","","","","","","","","","","","","","","","","",0,0,0,0,"","","","","","Leave Blank","","","","Leave Blank","","",""]
["","","","","","","","","","","","","","","","","","","","","","","","","",0,0,0,0,"","","","","","Leave Blank","","","","Leave Blank","","",""]
["","","","","","","","","","","","","","","","","","","","","","","","","",0,0,0,0,"","","","","","Leave Blank","","","","Leave Blank","","",""]
["","","","","","","","","","","","","","","","","","","","","","","","","",0,0,0,0,"","","","","","Leave Blank","","","","Leave Blank","","",""]
["","","","","","","","","","","","","","","","","","","","","","","","","",0,0,0,0,"","","","","","Leave Blank","","","","Leave Blank","","",""]
["","","","","","","","","","","","","","","","","","","","","","","","","",0,0,0,0,"","","","","","Leave Blank","","","","Leave Blank","","",""]
["","","","","","","","","","","","","","","","","","","","","","","","","",0,0,0,0,"","","","","","Leave Blank","","","","Leave Blank","","",""]
["","","","","","","","","","","","","","","","","","","","","","","","","",0,0,0,0,"","","","","","Leave Blank","","","","Leave Blank","","",""]

{"sheet":"XB Electric Loadshapes","index":8,"n_rows":34,"n_cols":8762,"rows_kept":7,"cut":true,"hidden":true,"merged":[[2,0,3,0],[2,1,3,1],[2,2,2,8761]],"bounds":{"rows_first":3,"rows_last":1,"rows_between":3,"halvings":9},"read":"bin_skipped_in_rows","flags":["formulas_cached_only","records_skipped"],"rows_in_doubt":{"n":0,"rows":[]},"rows_in_doubt_other":0}
["Measure Electric Loadshapes"]
["This data was imported from XB"]
["MeasureID","Measure Name","Hour (1-8760)"]
["","","","","","","","","","","","","","","","","","","","","","","","","","","","","","","","","","","","","","","","","","","","","","","","","","","","","","","","","","","","","","","","","","","","","","","","","","","","","","","","","","","","","","","","","","","","","","","","","","","","","","","","","","","","","","","","","","","","","","","","","","","","","","","","","","","","","","","","","","","","","","","","","","","","","","","","","","","","","","","","","","","","","","","","","","","","","","","","","","","","","","","","","","","","","","","","","","","","","","","","","","","","","","","","","","","","","","","","","","","","","","","","","","","","","","","","","","","","","","","","","","","","","","","","","","","","","","","","","","","","","","","","","","","","","","","","","","","","","","","","","","","","","","","","","","","","","","","","","","","","","","","","","","","","","","","","","","","","","","","","","","","","","","","","","","","","","","","","","","","","","","","","","","","","","","","","","","","","","","","","","","","","","","","","","","","","","","","","","","","","","","","","","","","","","","","","","","","","","","","","","","","","","","","","","","","","","","","","","","","","","","","","","","","","","","","","","","","","","","","","","","","","","","","","","","","","","","","","","","","","","","","","","","","","","","","","","","","","","","","","","","","","","","","","","","","","","","","","","","","","","","","","","","","","","","","","","","","","","","","","","","","","","","","","","","","","","","","","","","","","","","","","","","","","","","","","","","","","","","","","","","","","","","","","","","","","","","","","","","","","","","","","","","","","","","","","","","","","","","","","","","","","","","","","","","","","","","","","","","","","","","","","","","","","","","","","","","","","","","","","","","","","","","","","","","","","","","","","","","","","","","","","","","","","","","","","","","","","","","","","","","","","","","","","","","","","","","","","","","","","","","","","","","","","","","","","","","","","","","","","","","","","","","","","","","","","","","","","","","","","","","","","","","","","","","","","","","","","","","","","","","","","","","","","","","","","","","","","","","","","","","","","","","","","","","","","","","","","","","","","","","","","","","","","","","","","","","","","","","","","","","","","","","","","","","","","","","","","","","","","","","","","","","","","","","","","","","","","","","","","","","","","","","","","","","","","","","","","","","","","","","","","","","","","","","","","","","","","","","","","","","","","","","","","","","","","","","","","","","","","","","","","","","","","","","","","","","","","","","","","","","","","","","","","","","","","","","","","","","","","","","","","","","","","","","","","","","","","","","","","","","","","","","","","","","","","","","","","","","","","","","","","","","","","","","","","","","","","","","","","","","","","","","","","","","","","","","","","","","","","","","","","","","","","","","","","","","","","","","","","","","","","","","","","","","","","","","","","","","","","","","","","","","","","","","","","","","","","","","","","","","","","","","","","","","","","","","","","","","","","","","","","","","","","","","","","","","","","","","","","","","","","","","","","","","","","","","","","","","","","","","","","","","","","","","","","","","","","","","","","","","","","","","","","","","","","","","","","","","","","","","","","","","","","","","","","","","","","","","","","","","","","","","","","","","","","","","","","","","","","","","","","","","","","","","","","","","","","","","","","","","","","","","","","","","","","","","","","","","","","","","","","","","","","","","","","","","","","","","","","","","","","","","","","","","","","","","","","","","","","","","","","","","","","","","","","","","","","","","","","","","","","","","","","","","","","","","","","","","","","","","","","","","","","","","","","","","","","","","","","","","","","","","","","","","","","","","","","","","","","","","","","","","","","","","","","","","","","","","","","","","","","","","","","","","","","","","","","","","","","","","","","","","","","","","","","","","","","","","","","","","","","","","","","","","","","","","","","","","","","","","","","","","","","","","","","","","","","","","","","","","","","","","","","","","","","","","","","","","","","","","","","","","","","","","","","","","","","","","","","","","","","","","","","","","","","","","","","","","","","","","","","","","","","","","","","","","","","","","","","","","","","","","","","","","","","","","","","","","","","","","","","","","","","","","","","","","","","","","","","","","","","","","","","","","","","","","","","","","","","","","","","","","","","","","","","","","","","","","","","","","","","","","","","","","","","","","","","","","","","","","","","","","","","","","","","","","","","","","","","","","","","","","","","","","","","","","","","","","","","","","","","","","","","","","","","","","","","","","","","","","","","","","","","","","","","","","","","","","","","","","","","","","","","","","","","","","","","","","","","","","","","","","","","","","","","","","","","","","","","","","","","","","","","","","","","","","","","","","","","","","","","","","","","","","","","","","","","","","","","","","","","","","","","","","","","","","","","","","","","","","","","","","","","","","","","","","","","","","","","","","","","","","","","","","","","","","","","","","","","","","","","","","","","","","","","","","","","","","","","","","","","","","","","","","","","","","","","","","","","","","","","","","","","","","","","","","","","","","","","","","","","","","","","","","","","","","","","","","","","","","","","","","","","","","","","","","","","","","","","","","","","","","","","","","","","","","","","","","","","","","","","","","","","","","","","","","","","","","","","","","","","","","","","","","","","","","","","","","","","","","","","","","","","","","","","","","","","","","","","","","","","","","","","","","","","","","","","","","","","","","","","","","","","","","","","","","","","","","","","","","","","","","","","","","","","","","","","","","","","","","","","","","","","","","","","","","","","","","","","","","","","","","","","","","","","","","","","","","","","","","","","","","","","","","","","","","","","","","","","","","","","","","","","","","","","","","","","","","","","","","","","","","","","","","","","","","","","","","","","","","","","","","","","","","","","","","","","","","","","","","","","","","","","","","","","","","","","","","","","","","","","","","","","","","","","","","","","","","","","","","","","","","","","","","","","","","","","","","","","","","","","","","","","","","","","","","","","","","","","","","","","","","","","","","","","","","","","","","","","","","","","","","","","","","","","","","","","","","","","","","","","","","","","","","","","","","","","","","","","","","","","","","","","","","","","","","","","","","","","","","","","","","","","","","","","","","","","","","","","","","","","","","","","","","","","","","","","","","","","","","","","","","","","","","","","","","","","","","","","","","","","","","","","","","","","","","","","","","","","","","","","","","","","","","","","","","","","","","","","","","","","","","","","","","","","","","","","","","","","","","","","","","","","","","","","","","","","","","","","","","","","","","","","","","","","","","","","","","","","","","","","","","","","","","","","","","","","","","","","","","","","","","","","","","","","","","","","","","","","","","","","","","","","","","","","","","","","","","","","","","","","","","","","","","","","","","","","","","","","","","","","","","","","","","","","","","","","","","","","","","","","","","","","","","","","","","","","","","","","","","","","","","","","","","","","","","","","","","","","","","","","","","","","","","","","","","","","","","","","","","","","","","","","","","","","","","","","","","","","","","","","","","","","","","","","","","","","","","","","","","","","","","","","","","","","","","","","","","","","","","","","","","","","","","","","","","","","","","","","","","","","","","","","","","","","","","","","","","","","","","","","","","","","","","","","","","","","","","","","","","","","","","","","","","","","","","","","","","","","","","","","","","","","","","","","","","","","","","","","","","","","","","","","","","","","","","","","","","","","","","","","","","","","","","","","","","","","","","","","","","","","","","","","","","","","","","","","","","","","","","","","","","","","","","","","","","","","","","","","","","","","","","","","","","","","","","","","","","","","","","","","","","","","","","","","","","","","","","","","","","","","","","","","","","","","","","","","","","","","","","","","","","","","","","","","","","","","","","","","","","","","","","","","","","","","","","","","","","","","","","","","","","","","","","","","","","","","","","","","","","","","","","","","","","","","","","","","","","","","","","","","","","","","","","","","","","","","","","","","","","","","","","","","","","","","","","","","","","","","","","","","","","","","","","","","","","","","","","","","","","","","","","","","","","","","","","","","","","","","","","","","","","","","","","","","","","","","","","","","","","","","","","","","","","","","","","","","","","","","","","","","","","","","","","","","","","","","","","","","","","","","","","","","","","","","","","","","","","","","","","","","","","","","","","","","","","","","","","","","","","","","","","","","","","","","","","","","","","","","","","","","","","","","","","","","","","","","","","","","","","","","","","","","","","","","","","","","","","","","","","","","","","","","","","","","","","","","","","","","","","","","","","","","","","","","","","","","","","","","","","","","","","","","","","","","","","","","","","","","","","","","","","","","","","","","","","","","","","","","","","","","","","","","","","","","","","","","","","","","","","","","","","","","","","","","","","","","","","","","","","","","","","","","","","","","","","","","","","","","","","","","","","","","","","","","","","","","","","","","","","","","","","","","","","","","","","","","","","","","","","","","","","","","","","","","","","","","","","","","","","","","","","","","","","","","","","","","","","","","","","","","","","","","","","","","","","","","","","","","","","","","","","","","","","","","","","","","","","","","","","","","","","","","","","","","","","","","","","","","","","","","","","","","","","","","","","","","","","","","","","","","","","","","","","","","","","","","","","","","","","","","","","","","","","","","","","","","","","","","","","","","","","","","","","","","","","","","","","","","","","","","","","","","","","","","","","","","","","","","","","","","","","","","","","","","","","","","","","","","","","","","","","","","","","","","","","","","","","","","","","","","","","","","","","","","","","","","","","","","","","","","","","","","","","","","","","","","","","","","","","","","","","","","","","","","","","","","","","","","","","","","","","","","","","","","","","","","","","","","","","","","","","","","","","","","","","","","","","","","","","","","","","","","","","","","","","","","","","","","","","","","","","","","","","","","","","","","","","","","","","","","","","","","","","","","","","","","","","","","","","","","","","","","","","","","","","","","","","","","","","","","","","","","","","","","","","","","","","","","","","","","","","","","","","","","","","","","","","","","","","","","","","","","","","","","","","","","","","","","","","","","","","","","","","","","","","","","","","","","","","","","","","","","","","","","","","","","","","","","","","","","","","","","","","","","","","","","","","","","","","","","","","","","","","","","","","","","","","","","","","","","","","","","","","","","","","","","","","","","","","","","","","","","","","","","","","","","","","","","","","","","","","","","","","","","","","","","","","","","","","","","","","","","","","","","","","","","","","","","","","","","","","","","","","","","","","","","","","","","","","","","","","","","","","","","","","","","","","","","","","","","","","","","","","","","","","","","","","","","","","","","","","","","","","","","","","","","","","","","","","","","","","","","","","","","","","","","","","","","","","","","","","","","","","","","","","","","","","","","","","","","","","","","","","","","","","","","","","","","","","","","","","","","","","","","","","","","","","","","","","","","","","","","","","","","","","","","","","","","","","","","","","","","","","","","","","","","","","","","","","","","","","","","","","","","","","","","","","","","","","","","","","","","","","","","","","","","","","","","","","","","","","","","","","","","","","","","","","","","","","","","","","","","","","","","","","","","","","","","","","","","","","","","","","","","","","","","","","","","","","","","","","","","","","","","","","","","","","","","","","","","","","","","","","","","","","","","","","","","","","","","","","","","","","","","","","","","","","","","","","","","","","","","","","","","","","","","","","","","","","","","","","","","","","","","","","","","","","","","","","","","","","","","","","","","","","","","","","","","","","","","","","","","","","","","","","","","","","","","","","","","","","","","","","","","","","","","","","","","","","","","","","","","","","","","","","","","","","","","","","","","","","","","","","","","","","","","","","","","","","","","","","","","","","","","","","","","","","","","","","","","","","","","","","","","","","","","","","","","","","","","","","","","","","","","","","","","","","","","","","","","","","","","","","","","","","","","","","","","","","","","","","","","","","","","","","","","","","","","","","","","","","","","","","","","","","","","","","","","","","","","","","","","","","","","","","","","","","","","","","","","","","","","","","","","","","","","","","","","","","","","","","","","","","","","","","","","","","","","","","","","","","","","","","","","","","","","","","","","","","","","","","","","","","","","","","","","","","","","","","","","","","","","","","","","","","","","","","","","","","","","","","","","","","","","","","","","","","","","","","","","","","","","","","","","","","","","","","","","","","","","","","","","","","","","","","","","","","","","","","","","","","","","","","","","","","","","","","","","","","","","","","","","","","","","","","","","","","","","","","","","","","","","","","","","","","","","","","","","","","","","","","","","","","","","","","","","","","","","","","","","","","","","","","","","","","","","","","","","","","","","","","","","","","","","","","","","","","","","","","","","","","","","","","","","","","","","","","","","","","","","","","","","","","","","","","","","","","","","","","","","","","","","","","","","","","","","","","","","","","","","","","","","","","","","","","","","","","","","","","","","","","","","","","","","","","","","","","","","","","","","","","","","","","","","","","","","","","","","","","","","","","","","","","","","","","","","","","","","","","","","","","","","","","","","","","","","","","","","","","","","","","","","","","","","","","","","","","","","","","","","","","","","","","","","","","","","","","","","","","","","","","","","","","","","","","","","","","","","","","","","","","","","","","","","","","","","","","","","","","","","","","","","","","","","","","","","","","","","","","","","","","","","","","","","","","","","","","","","","","","","","","","","","","","","","","","","","","","","","","","","","","","","","","","","","","","","","","","","","","","","","","","","","","","","","","","","","","","","","","","","","","","","","","","","","","","","","","","","","","","","","","","","","","","","","","","","","","","","","","","","","","","","","","","","","","","","","","","","","","","","","","","","","","","","","","","","","","","","","","","","","","","","","","","","","","","","","","","","","","","","","","","","","","","","","","","","","","","","","","","","","","","","","","","","","","","","","","","","","","","","","","","","","","","","","","","","","","","","","","","","","","","","","","","","","","","","","","","","","","","","","","","","","","","","","","","","","","","","","","","","","","","","","","","","","","","","","","","","","","","","","","","","","","","","","","","","","","","","","","","","","","","","","","","","","","","","","","","","","","","","","","","","","","","","","","","","","","","","","","","","","","","","","","","","","","","","","","","","","","","","","","","","","","","","","","","","","","","","","","","","","","","","","","","","","","","","","","","","","","","","","","","","","","","","","","","","","","","","","","","","","","","","","","","","","","","","","","","","","","","","","","","","","","","","","","","","","","","","","","","","","","","","","","","","","","","","","","","","","","","","","","","","","","","","","","","","","","","","","","","","","","","","","","","","","","","","","","","","","","","","","","","","","","","","","","","","","","","","","","","","","","","","","","","","","","","","","","","","","","","","","","","","","","","","","","","","","","","","","","","","","","","","","","","","","","","","","","","","","","","","","","","","","","","","","","","","","","","","","","","","","","","","","","","","","","","","","","","","","","","","","","","","","","","","","","","","","","","","","","","","","","","","","","","","","","","","","","","","","","","","","","","","","","","","","","","","","","","","","","","","","","","","","","","","","","","","","","","","","","","","","","","","","","","","","","","","","","","","","","","","","","","","","","","","","","","","","","","","","","","","","","","","","","","","","","","","","","","","","","","","","","","","","","","","","","","","","","","","","","","","","","","","","","","","","","","","","","","","","","","","","","","","","","","","","","","","","","","","","","","","","","","","","","","","","","","","","","","","","","","","","","","","","","","","","","","","","","","","","","","","","","","","","","","","","","","","","","","","","","","","","","","","","","","","","","","","","","","","","","","","","","","","","","","","","","","","","","","","","","","","","","","","","","","","","","","","","","","","","","","","","","","","","","","","","","","","","","","","","","","","","","","","","","","","","","","","","","","","","","","","","","","","","","","","","","","","","","","","","","","","","","","","","","","","","","","","","","","","","","","","","","","","","","","","","","","","","","","","","","","","","","","","","","","","","","","","","","","","","","","","","","","","","","","","","","","","","","","","","","","","","","","","","","","","","","","","","","","","","","","","","","","","","","","","","","","","","","","","","","","","","","","","","","","","","","","","","","","","","","","","","","","","","","","","","","","","","","","","","","","","","","","","","","","","","","","","","","","","","","","","","","","","","","","","","","","","","","","","","","","","","","","","","","","","","","","","","","","","","","","","","","","","","","","","","","","","","","","","","","","","","","","","","","","","","","","","","","","","","","","","","","","","","","","","","","","","","","","","","","","","","","","","","","","","","","","","","","","","","","","","","","","","","","","","","","","","","","","","","","","","","","","","","","","","","","","","","","","","","","","","","","","","","","","","","","","","","","","","","","","","","","","","","","","","","","","","","","","","","","","","","","","","","","","","","","","","","","","","","","","","","","","","","","","","","","","","","","","","","","","","","","","","","","","","","","","","","","","","","","","","","","","","","","","","","","","","","","","","","","","","","","","","","","","","","","","","","","","","","","","","","","","","","","","","","","","","","","","","","","","","","","","","","","","","","","","","","","","","","","","","","","","","","","","","","","","","","","","","","","","","","","","","","","","","","","","","","","","","","","","","","","","","","","","","","","","","","","","","","","","","","","","","","","","","","","","","","","","","","","","","","","","","","","","","","","","","","","","","","","","","","","","","","","","","","","","","","","","","","","","","","","","","","","","","","","","","","","","","","","","","","","","","","","","","","","","","","","","","","","","","","","","","","","","","","","","","","","","","","","","","","","","","","","","","","","","","","","","","","","","","","","","","","","","","","","","","","","","","","","","","","","","","","","","","","","","","","","","","","","","","","","","","","","","","","","","","","","","","","","","","","","","","","","","","","","","","","","","","","","","","","","","","","","","","","","","","","","","","","","","","","","","","","","","","","","","","","","","","","","","","","","","","","","","","","","","","","","","","","","","","","","","","","","","","","","","","","","","","","","","","","","","","","","","","","","","","","","","","","","","","","","","","","","","","","","","","","","","","","","","","","","","","","","","","","","","","","","","","","","","","","","","","","","","","","","","","","","","","","","","","","","","","","","","","","","","","","","","","","","","","","","","","","","","","","","","","","","","","","","","","","","","","","","","","","","","","","","","","","","","","","","","","","","","","","","","","","","","","","","","","","","","","","","","","","","","","","","","","","","","","","","","","","","","","","","","","","","","","","","","","","","","","","","","","","","","","","","","","","","","","","","","","","","","","","","","","","","","","","","","","","","","","","","","","","","","","","","","","","","","","","","","","","","","","","","","","","","","","","","","","","","","","","","","","","","","","","","","","","","","","","","","","","","","","","","","","","","","","","","","","","","","","","","","","","","","","","","","","","","","","","","","","","","","","","","","","","","","","","","","","","","","","","","","","","","","","","","","","","","","","","","","","","","","","","","","","","","","","","","","","","","","","","","","","","","","","","","","","","","","","","","","","","","","","","","","","","","","","","","","","","","","","","","","","","","","","","","","","","","","","","","","","","","","","","","","","","","","","","","","","","","","","","","","","","","","","","","","","","","","","","","","","","","","","","","","","","","","","","","","","","","","","","","","","","","","","","","","","","","","","","","","","","","","","","","","","","","","","","","","","","","","","","","","","","","","","","","","","","","","","","","","","","","","","","","","","","","","","","","","","","","","","","","","","","","","","","","","","","","","","","","","","","","","","","","","","","","","","","","","","","","","","","","","","","","","","","","","","","","","","","","","","","","","","","","","","","","","","","","","","","","","","","","","","","","","","","","","","","","","","","","","","","","","","","","","","","","","","","","","","","","","","","","","","","","","","","","","","","","","","","","","","","","","","","","","","","","","","","","","","","","","","","","","","","","","","","","","","","","","","","","","","","","","","","","","","","","","","","","","","","","","","","","","","","","","","","","","","","","","","","","","","","","","","","","","","","","","","","","","","","","","","","","","","","","","","","","","","","","","","","","","","","","","","","","","","","","","","","","","","","","","","","","","","","","","","","","","","","","","","","","","","","","","","","","","","","","","","","","","","","","","","","","","","","","","","","","","","","","","","","","","","","","","","","","","","","","","","","","","","","","","","","","","","","","","","","","","","","","","","","","","","","","","","","","","","","","","","","","","","","","","","","","","","","","","","","","","","","","","","","","","","","","","","","","","","","","","","","","","","","","","","","","","","","","","","","","","","","","","","","","","","","","","","","","","","","","","","","","","","","","","","","","","","","","","","","","","","","","","","","","","","","","","","","","","","","","","","","","","","","","","","","","","","","","","","","","","","","","","","","","","","","","","","","","","","","","","","","","","","","","","","","","","","","","","","","","","","","","","","","","","","","","","","","","","","","","","","","","","","","","","","","","","","","","","","","","","","","","","","","","","","","","","","","","","","","","","","","","","","","","","","","","","","","","","","","","","","","","","","","","","","","","","","","","","","","","","","","","","","","","","","","","","","","","","","","","","","","","","","","","","","","","","","","","","","","","","","","","","","","","","","","","","","","","","","","","","","","","","","","","","","","","","","","","","","","","","","","","","","","","","","","","","","","","","","","","","","","","","","","","","","","","","","","","","","","","","","","","","","","","","","","","","","","","","","","","","","","","","","","","","","","","","","","","","","","","","","","","","","","","","","","","","","","","","","","","","","","","","","","","","","","","","","","","","","","","","","","",""]
["","","","","","","","","","","","","","","","","","","","","","","","","","","","","","","","","","","","","","","","","","","","","","","","","","","","","","","","","","","","","","","","","","","","","","","","","","","","","","","","","","","","","","","","","","","","","","","","","","","","","","","","","","","","","","","","","","","","","","","","","","","","","","","","","","","","","","","","","","","","","","","","","","","","","","","","","","","","","","","","","","","","","","","","","","","","","","","","","","","","","","","","","","","","","","","","","","","","","","","","","","","","","","","","","","","","","","","","","","","","","","","","","","","","","","","","","","","","","","","","","","","","","","","","","","","","","","","","","","","","","","","","","","","","","","","","","","","","","","","","","","","","","","","","","","","","","","","","","","","","","","","","","","","","","","","","","","","","","","","","","","","","","","","","","","","","","","","","","","","","","","","","","","","","","","","","","","","","","","","","","","","","","","","","","","","","","","","","","","","","","","","","","","","","","","","","","","","","","","","","","","","","","","","","","","","","","","","","","","","","","","","","","","","","","","","","","","","","","","","","","","","","","","","","","","","","","","","","","","","","","","","","","","","","","","","","","","","","","","","","","","","","","","","","","","","","","","","","","","","","","","","","","","","","","","","","","","","","","","","","","","","","","","","","","","","","","","","","","","","","","","","","","","","","","","","","","","","","","","","","","","","","","","","","","","","","","","","","","","","","","","","","","","","","","","","","","","","","","","","","","","","","","","","","","","","","","","","","","","","","","","","","","","","","","","","","","","","","","","","","","","","","","","","","","","","","","","","","","","","","","","","","","","","","","","","","","","","","","","","","","","","","","","","","","","","","","","","","","","","","","","","","","","","","","","","","","","","","","","","","","","","","","","","","","","","","","","","","","","","","","","","","","","","","","","","","","","","","","","","","","","","","","","","","","","","","","","","","","","","","","","","","","","","","","","","","","","","","","","","","","","","","","","","","","","","","","","","","","","","","","","","","","","","","","","","","","","","","","","","","","","","","","","","","","","","","","","","","","","","","","","","","","","","","","","","","","","","","","","","","","","","","","","","","","","","","","","","","","","","","","","","","","","","","","","","","","","","","","","","","","","","","","","","","","","","","","","","","","","","","","","","","","","","","","","","","","","","","","","","","","","","","","","","","","","","","","","","","","","","","","","","","","","","","","","","","","","","","","","","","","","","","","","","","","","","","","","","","","","","","","","","","","","","","","","","","","","","","","","","","","","","","","","","","","","","","","","","","","","","","","","","","","","","","","","","","","","","","","","","","","","","","","","","","","","","","","","","","","","","","","","","","","","","","","","","","","","","","","","","","","","","","","","","","","","","","","","","","","","","","","","","","","","","","","","","","","","","","","","","","","","","","","","","","","","","","","","","","","","","","","","","","","","","","","","","","","","","","","","","","","","","","","","","","","","","","","","","","","","","","","","","","","","","","","","","","","","","","","","","","","","","","","","","","","","","","","","","","","","","","","","","","","","","","","","","","","","","","","","","","","","","","","","","","","","","","","","","","","","","","","","","","","","","","","","","","","","","","","","","","","","","","","","","","","","","","","","","","","","","","","","","","","","","","","","","","","","","","","","","","","","","","","","","","","","","","","","","","","","","","","","","","","","","","","","","","","","","","","","","","","","","","","","","","","","","","","","","","","","","","","","","","","","","","","","","","","","","","","","","","","","","","","","","","","","","","","","","","","","","","","","","","","","","","","","","","","","","","","","","","","","","","","","","","","","","","","","","","","","","","","","","","","","","","","","","","","","","","","","","","","","","","","","","","","","","","","","","","","","","","","","","","","","","","","","","","","","","","","","","","","","","","","","","","","","","","","","","","","","","","","","","","","","","","","","","","","","","","","","","","","","","","","","","","","","","","","","","","","","","","","","","","","","","","","","","","","","","","","","","","","","","","","","","","","","","","","","","","","","","","","","","","","","","","","","","","","","","","","","","","","","","","","","","","","","","","","","","","","","","","","","","","","","","","","","","","","","","","","","","","","","","","","","","","","","","","","","","","","","","","","","","","","","","","","","","","","","","","","","","","","","","","","","","","","","","","","","","","","","","","","","","","","","","","","","","","","","","","","","","","","","","","","","","","","","","","","","","","","","","","","","","","","","","","","","","","","","","","","","","","","","","","","","","","","","","","","","","","","","","","","","","","","","","","","","","","","","","","","","","","","","","","","","","","","","","","","","","","","","","","","","","","","","","","","","","","","","","","","","","","","","","","","","","","","","","","","","","","","","","","","","","","","","","","","","","","","","","","","","","","","","","","","","","","","","","","","","","","","","","","","","","","","","","","","","","","","","","","","","","","","","","","","","","","","","","","","","","","","","","","","","","","","","","","","","","","","","","","","","","","","","","","","","","","","","","","","","","","","","","","","","","","","","","","","","","","","","","","","","","","","","","","","","","","","","","","","","","","","","","","","","","","","","","","","","","","","","","","","","","","","","","","","","","","","","","","","","","","","","","","","","","","","","","","","","","","","","","","","","","","","","","","","","","","","","","","","","","","","","","","","","","","","","","","","","","","","","","","","","","","","","","","","","","","","","","","","","","","","","","","","","","","","","","","","","","","","","","","","","","","","","","","","","","","","","","","","","","","","","","","","","","","","","","","","","","","","","","","","","","","","","","","","","","","","","","","","","","","","","","","","","","","","","","","","","","","","","","","","","","","","","","","","","","","","","","","","","","","","","","","","","","","","","","","","","","","","","","","","","","","","","","","","","","","","","","","","","","","","","","","","","","","","","","","","","","","","","","","","","","","","","","","","","","","","","","","","","","","","","","","","","","","","","","","","","","","","","","","","","","","","","","","","","","","","","","","","","","","","","","","","","","","","","","","","","","","","","","","","","","","","","","","","","","","","","","","","","","","","","","","","","","","","","","","","","","","","","","","","","","","","","","","","","","","","","","","","","","","","","","","","","","","","","","","","","","","","","","","","","","","","","","","","","","","","","","","","","","","","","","","","","","","","","","","","","","","","","","","","","","","","","","","","","","","","","","","","","","","","","","","","","","","","","","","","","","","","","","","","","","","","","","","","","","","","","","","","","","","","","","","","","","","","","","","","","","","","","","","","","","","","","","","","","","","","","","","","","","","","","","","","","","","","","","","","","","","","","","","","","","","","","","","","","","","","","","","","","","","","","","","","","","","","","","","","","","","","","","","","","","","","","","","","","","","","","","","","","","","","","","","","","","","","","","","","","","","","","","","","","","","","","","","","","","","","","","","","","","","","","","","","","","","","","","","","","","","","","","","","","","","","","","","","","","","","","","","","","","","","","","","","","","","","","","","","","","","","","","","","","","","","","","","","","","","","","","","","","","","","","","","","","","","","","","","","","","","","","","","","","","","","","","","","","","","","","","","","","","","","","","","","","","","","","","","","","","","","","","","","","","","","","","","","","","","","","","","","","","","","","","","","","","","","","","","","","","","","","","","","","","","","","","","","","","","","","","","","","","","","","","","","","","","","","","","","","","","","","","","","","","","","","","","","","","","","","","","","","","","","","","","","","","","","","","","","","","","","","","","","","","","","","","","","","","","","","","","","","","","","","","","","","","","","","","","","","","","","","","","","","","","","","","","","","","","","","","","","","","","","","","","","","","","","","","","","","","","","","","","","","","","","","","","","","","","","","","","","","","","","","","","","","","","","","","","","","","","","","","","","","","","","","","","","","","","","","","","","","","","","","","","","","","","","","","","","","","","","","","","","","","","","","","","","","","","","","","","","","","","","","","","","","","","","","","","","","","","","","","","","","","","","","","","","","","","","","","","","","","","","","","","","","","","","","","","","","","","","","","","","","","","","","","","","","","","","","","","","","","","","","","","","","","","","","","","","","","","","","","","","","","","","","","","","","","","","","","","","","","","","","","","","","","","","","","","","","","","","","","","","","","","","","","","","","","","","","","","","","","","","","","","","","","","","","","","","","","","","","","","","","","","","","","","","","","","","","","","","","","","","","","","","","","","","","","","","","","","","","","","","","","","","","","","","","","","","","","","","","","","","","","","","","","","","","","","","","","","","","","","","","","","","","","","","","","","","","","","","","","","","","","","","","","","","","","","","","","","","","","","","","","","","","","","","","","","","","","","","","","","","","","","","","","","","","","","","","","","","","","","","","","","","","","","","","","","","","","","","","","","","","","","","","","","","","","","","","","","","","","","","","","","","","","","","","","","","","","","","","","","","","","","","","","","","","","","","","","","","","","","","","","","","","","","","","","","","","","","","","","","","","","","","","","","","","","","","","","","","","","","","","","","","","","","","","","","","","","","","","","","","","","","","","","","","","","","","","","","","","","","","","","","","","","","","","","","","","","","","","","","","","","","","","","","","","","","","","","","","","","","","","","","","","","","","","","","","","","","","","","","","","","","","","","","","","","","","","","","","","","","","","","","","","","","","","","","","","","","","","","","","","","","","","","","","","","","","","","","","","","","","","","","","","","","","","","","","","","","","","","","","","","","","","","","","","","","","","","","","","","","","","","","","","","","","","","","","","","","","","","","","","","","","","","","","","","","","","","","","","","","","","","","","","","","","","","","","","","","","","","","","","","","","","","","","","","","","","","","","","","","","","","","","","","","","","","","","","","","","","","","","","","","","","","","","","","","","","","","","","","","","","","","","","","","","","","","","","","","","","","","","","","","","","","","","","","","","","","","","","","","","","","","","","","","","","","","","","","","","","","","","","","","","","","","","","","","","","","","","","","","","","","","","","","","","","","","","","","","","","","","","","","","","","","","","","","","","","","","","","","","","","","","","","","","","","","","","","","","","","","","","","","","","","","","","","","","","","","","","","","","","","","","","","","","","","","","","","","","","","","","","","","","","","","","","","","","","","","","","","","","","","","","","","","","","","","","","","","","","","","","","","","","","","","","","","","","","","","","","","","","","","","","","","","","","","","","","","","","","","","","","","","","","","","","","","","","","","","","","","","","","","","","","","","","","","","","","","","","","","","","","","","","","","","","","","","","","","","","","","","","","","","","","","","","","","","","","","","","","","","","","","","","","","","","","","","","","","","","","","","","","","","","","","","","","","","","","","","","","","","","","","","","","","","","","","","","","","","","","","","","","","","","","","","","","","","","","","","","","","","","","","","","","","","","","","","","","","","","","","","","","","","","","","","","","","","","","","","","","","","","","","","","","","","","","","","","","","","","","","","","","","","","","","","","","","","","","","","","","","","","","","","","","","","","","","","","","","","","","","","","","","","","","","","","","","","","","","","","","","","","","","","","","","","","","","","","","","","","","","","","","","","","","","","","","","","","","","","","","","","","","","","","","","","","","","","","","","","","","","","","","","","","","","","","","","","","","","","","","","","","","","","","","","","","","","","","","","","","","","","","","","","","","","","","","","","","","","","","","","","","","","","","","","","","","","","","","","","","","","","","","","","","","","","","","","","","","","","","","","","","","","","","","","","","","","","","","","","","","","","","","","","","","","","","","","","","","","","","","","","","","","","","","","","","","","","","","","","","","","","","","","","","","","","","","","","","","","","","","","","","","","","","","","","","","","","","","","","","","","","","","","","","","","","","","","","","","","","","","","","","","","","","","","","","","","","","","","","","","","","","","","","","","","","","","","","","","","","","","","","","","","","","","","","","","","","","","","","","","","","","","","","","","","","","","","","","","","","","","","","","","","","","","","","","","","","","","","","","","","","","","","","","","","","","","","","","","","","","","","","","","","","","","","","","","","","","","","","","","","","","","","","","","","","","","","","","","","","","","","","","","","","","","","","","","","","","","","","","","","","","","","","","","","","","","","","","","","","","","","","","","","","","","","","","","","","","","","","","","","","","","","","","","","","","","","","","","","","","","","","","","","","","","","","","","","","","","","","","","","","","","","","","","","","","","","","","","","","","","","","","","","","","","","","","","","","","","","","","","","","","","","","","","","","","","","","","","","","","","","","","","","","","","","","","","","","","","","","","","","","","","","","","","","","","","","","","","","","","","","","","","","","","","","","","","","","","","","","","","","","","","","","","","","","","","","","","","","","","","","","","","","","","","","","","","","","","","","","","","","","","","","","","","","","","","","","","","","","","","","","","","","","","","","","","","","","","","","","","","","","","","","","","","","","","","","","","","","","","","","","","","","","","","","","","","","","","","","","","","","","","","","","","","","","","","","","","","","","","","","","","","","","","","","","","","","","","","","","","","","","","","","","","","","","","","","","","","","","","","","","","","","","","","","","","","","","","","","","","","","","","","","","","","","","","","","","","","","","","","","","","","","","","","","","","","","","","","","","","","","","","","","","","","","","","","","","","","","","","","","","","","","","","","","","","","","","","","","","","","","","","","","","","","","","","","","","","","","","","","","","","","","","","","","","","","","","","","","","","","","","","","","","","","","","","","","","","","","","","","","","","","","","","","","","","","","","","","","","","","","","","","","","","","","","","","","","","","","","","","","","","","","","","","","","","","","","","","","","","","","","","","","","","","","","","","","","","","","","","","","","","","","","","","","","","","","","","","","","","","","","","","","","","","","","","","","","","","","","","","","","","","","","","","","","","","","","","","","","","","","","","","","","","","","","","","","","","","","","","","","","","","","","","","","","","","","","","","","","","","","","","","","","","","","","","","","","","","","","","","","","","","","","","","","","","","","","","","","","","","","","","","","","","","","","","","","","","","","","","","","","","","","","","","","","","","","","","","","","","","","","","","","","","","","","","","","","","","","","","","","","","","","","","","","","","","","","","","","","","","","","","","","","","","","","","","","","","","","","","","","","","","","","","","","","","","","","","","","","","","","","","","","","","","","","","","","","","","","","","","","","","","","","","","","","","","","","","","","","","","","","","","","","","","","","","","","","","","","","","","","","","","","","","","","","","","","","","","","","","","","","","","","","","","","","","","","","","","","","","","","","","","","","","","","","","","","","","","","","","","","","","","","","","","","","","","","","","","","","","","","","","","","","","","","","","","","","","","","","","","","","","","","","","","","","","","","","","","","","","","","","","","","","","","","","","","","","","","","","","","","","","","","","","","","","","","","","","","","","","","","","","","","","","","","","","","","","","","","","","","","","","","","","","","","","","","","","","","","","","","","","","","","","","","","","","","","","","","","","","","","","","","","","","","","","","","","","","","","","","","","","","","","","","","","","","","","","","","","","","","","","","","","","","","","","","","","","","","","","","","","","","","","","","","","","","","","","","","","","","","","","","","","","","","","","","","","","","","","","","","","","","","","","","","","","","","","","","","","","","","","","","","","","","","","","","","","","","","","","","","","","","","","","","","","","","","","","","","","","","","","","","","","","","","","","","","","","","","","","","","","","","","","","","","","","","","","","","","","","","","","","","","","","","","","","","","","","","","","","","","","","","","","","","","","","","","","","","","","","","","","","","","","","","","","","","","","","","","","","","","","","","","","","","","","","","","","","","","","","","","","","","","","","","","","","","","","","","","","","","","","","","","","","","","","","","","","","","","","","","","","","","","","","","","","","","","","","","","","","","","","","","","","","","","","","","","","","","","","","","","","","","","","","","","","","","","","","","","","","","","","","","","","","","","","","","","","","","","","","","","","","","","","","","","","","","","","","","","","","","","","","","","","","","","","","","","","","","","","","","","","","","","","","","","","","","","","","","","","","","","","","","","","","","","","","","","","","","","","","","","","","","","","","","","","","","","","","","","","","","","","","","","","","","","","","","","","","","","","","","","","","","","","","","","","","","","","","","","","","","","","","","","","","","","","","","","","","","","","","","","","","","","","","","","","","","","","","","","","","","","","","","","","","","","","","","","","","","","","","","","","","","","","","","","","","","","","","","","","","","","","","","","","","","","","","","","","","","","","","","","","","","","","","","","","","","","","","","","","","","","","","","","","","","","","","","","","","","","","","","","","","","","","","","","","","","","","","","","","","","","","","","","","","","","","","","","","","","","","","","","","","","","","","","","","","","","","","","","","","","","","","","","","","","","","","","","","","","","","","","","","","","","","","","","","","","","","","","","","","","","","","","","","","","","","","","","","","","","","","","","","","","","","","","","","","","","","","","","","","","","","","","","","","","","","","","","","","","","","","","","","","","","","","","","","","","","","","","","","","","","","","","","","","","","","","","","","","","","","","","","","","","","","","","","","","","","","","","","","","","","","","","","","","","","","","","","","","","","","","","","","","","","","","","","","","","","","","","","","","","","","","","","","","","","","","","","","","","","","","","","","","","","","","","","","","","","","","","","","","","","","","","","","","","","","","","","","","","","","","","","","","","","","","","","","","","","","","","","","","","","","","","","","","","","","","","","","","","","","","","","","","","","","","","","","","","","","","","","","","","","","","","","","","","","","","","","","","","","","","","","","","","","","","","","","","","","","","","","","","","","","","","","","","","","","","","","","","","","","","","","","","","","","","","","","","","","","","","","","","","","","","","","","","","","","","","","","","","","","","","","","","","","","","","","","","","","","","","","","","","","","","","","","","","","","","","","","","","","","","","","","","","","","","","","","","","","","","","","","","","","","","","","","","","","","","","","","","","","","","","","","","","","","","","","","","","","","","","","","","","","","","","","","","","","","","","","","","","","","","","","","","","","","","","","","","","","","","","","","","","","","","","","","","","","","","","","","","","","","","","","","","","","","","","","","","","","","","","","","","","","","","","","","","","","","","","","","","","","","","","","","","","","","","","","","","","","","","","","","","","","","","","","","","","","","","","","","","","","","","","","","","","","","","","","","","","","","","","","","","","","","","","","","","","","","","","","","","","","","","","","","","","","","","","","","","","","","","","","","","","","","","","","","","","","","","","","","","","","","","","","","","","","","","","","","","","","","","","","","","","","","","","","","","","","","","","","","","","","","","","","","","","","","","","","","","","","","","","","","","","","","","","","","","","","","","","","","","","","","","","","","","","","","","","","","","","","","","","","","","","","","","","","","","","","","","","","","","","","","","","","","","","","","","","","","","","","","","","","","","","","","","","","","","","","","","","","","","","","","","","","","","","","","","","","","","","","","","","","","","","","","","","","","","","","","","","","","","","","","","","","","","","","","","","","","","","","","","","","","","","","","","","","","","","","","","","","","","","","","","","","","","","","","","","","","","","","","","","","","","","","","","","","","","","","","","","","","","","","","","","","","","","","","","","","","","","","","","","","","","","","","","","","","","","","","","","","","","","","","","","","","","","","","","","","","","","","","","","","","","","","","","","","","","","","","","","","","","","","","","","","","","","","","","","","","","","","","","","","","","","","","","","","","","","","","","","","","","","","","","","","","","","","","","","","","","","","","","","","","","","","","","","","","","","","","","","","","","","","","","","","","","","","","","","","","","","","","","","","","","","","","","","","","","","","","","","","","","","","","","","","","","","","","","","","","","","","","","","","","","","","","","","","","","","","","","","","","","","","","","","","","","","","","","","","","","","","","","","","","","","","","","","","","","","","","","","","","","","","","","","","","","","","","","","","","","","","","","","","","","","","","","","","","","","","","","","","","","","","","","","","","","","","","","","","","","","","","","","","","","","","","","","","","","","","","","","","","","","","","","","","","","","","","","","","","","","","","","","","","","","","","","","","","","","","","","","","","","","","","","","","","","","","","","","","","","","","","","","","","","","","","","","","","","","","","","","","","","","","","","","","","","","","","","","","","","","","","","","","","","","","","","","","","","","","","","","","","","","","","","","","","","","","","","","","","","","","","","","","","","","","","","","","","","","","","","","","","","","","","","","","","","","","","","","","","","","","","","","","","","","","","","","","","","","","","","","","","","","","","","","","","","","","","","","","","","","","","","","","","","","","","","","","","","","","","","","","","","","","","","","","","","","","","","","","","","","","","","","","","","","","","","","","","","","","","","","","","","","","","","","","","","","","","","","","","","","","","","","","","","","","","","","","","","","","","","","","","","","","","","","","","","","","","","","","","","","","","","","","","","","","","","","","","","","","","","","","","","","","","","","","","","","","","","","","","","","","","","","","","","","","","","","","","","","","","","","","","","","","","","","","","","","","","","","","","","","","","","","","","","","","","","","","","","","","","","","","","","","","","","","","","","","","","","","","",""]
["","","","","","","","","","","","","","","","","","","","","","","","","","","","","","","","","","","","","","","","","","","","","","","","","","","","","","","","","","","","","","","","","","","","","","","","","","","","","","","","","","","","","","","","","","","","","","","","","","","","","","","","","","","","","","","","","","","","","","","","","","","","","","","","","","","","","","","","","","","","","","","","","","","","","","","","","","","","","","","","","","","","","","","","","","","","","","","","","","","","","","","","","","","","","","","","","","","","","","","","","","","","","","","","","","","","","","","","","","","","","","","","","","","","","","","","","","","","","","","","","","","","","","","","","","","","","","","","","","","","","","","","","","","","","","","","","","","","","","","","","","","","","","","","","","","","","","","","","","","","","","","","","","","","","","","","","","","","","","","","","","","","","","","","","","","","","","","","","","","","","","","","","","","","","","","","","","","","","","","","","","","","","","","","","","","","","","","","","","","","","","","","","","","","","","","","","","","","","","","","","","","","","","","","","","","","","","","","","","","","","","","","","","","","","","","","","","","","","","","","","","","","","","","","","","","","","","","","","","","","","","","","","","","","","","","","","","","","","","","","","","","","","","","","","","","","","","","","","","","","","","","","","","","","","","","","","","","","","","","","","","","","","","","","","","","","","","","","","","","","","","","","","","","","","","","","","","","","","","","","","","","","","","","","","","","","","","","","","","","","","","","","","","","","","","","","","","","","","","","","","","","","","","","","","","","","","","","","","","","","","","","","","","","","","","","","","","","","","","","","","","","","","","","","","","","","","","","","","","","","","","","","","","","","","","","","","","","","","","","","","","","","","","","","","","","","","","","","","","","","","","","","","","","","","","","","","","","","","","","","","","","","","","","","","","","","","","","","","","","","","","","","","","","","","","","","","","","","","","","","","","","","","","","","","","","","","","","","","","","","","","","","","","","","","","","","","","","","","","","","","","","","","","","","","","","","","","","","","","","","","","","","","","","","","","","","","","","","","","","","","","","","","","","","","","","","","","","","","","","","","","","","","","","","","","","","","","","","","","","","","","","","","","","","","","","","","","","","","","","","","","","","","","","","","","","","","","","","","","","","","","","","","","","","","","","","","","","","","","","","","","","","","","","","","","","","","","","","","","","","","","","","","","","","","","","","","","","","","","","","","","","","","","","","","","","","","","","","","","","","","","","","","","","","","","","","","","","","","","","","","","","","","","","","","","","","","","","","","","","","","","","","","","","","","","","","","","","","","","","","","","","","","","","","","","","","","","","","","","","","","","","","","","","","","","","","","","","","","","","","","","","","","","","","","","","","","","","","","","","","","","","","","","","","","","","","","","","","","","","","","","","","","","","","","","","","","","","","","","","","","","","","","","","","","","","","","","","","","","","","","","","","","","","","","","","","","","","","","","","","","","","","","","","","","","","","","","","","","","","","","","","","","","","","","","","","","","","","","","","","","","","","","","","","","","","","","","","","","","","","","","","","","","","","","","","","","","","","","","","","","","","","","","","","","","","","","","","","","","","","","","","","","","","","","","","","","","","","","","","","","","","","","","","","","","","","","","","","","","","","","","","","","","","","","","","","","","","","","","","","","","","","","","","","","","","","","","","","","","","","","","","","","","","","","","","","","","","","","","","","","","","","","","","","","","","","","","","","","","","","","","","","","","","","","","","","","","","","","","","","","","","","","","","","","","","","","","","","","","","","","","","","","","","","","","","","","","","","","","","","","","","","","","","","","","","","","","","","","","","","","","","","","","","","","","","","","","","","","","","","","","","","","","","","","","","","","","","","","","","","","","","","","","","","","","","","","","","","","","","","","","","","","","","","","","","","","","","","","","","","","","","","","","","","","","","","","","","","","","","","","","","","","","","","","","","","","","","","","","","","","","","","","","","","","","","","","","","","","","","","","","","","","","","","","","","","","","","","","","","","","","","","","","","","","","","","","","","","","","","","","","","","","","","","","","","","","","","","","","","","","","","","","","","","","","","","","","","","","","","","","","","","","","","","","","","","","","","","","","","","","","","","","","","","","","","","","","","","","","","","","","","","","","","","","","","","","","","","","","","","","","","","","","","","","","","","","","","","","","","","","","","","","","","","","","","","","","","","","","","","","","","","","","","","","","","","","","","","","","","","","","","","","","","","","","","","","","","","","","","","","","","","","","","","","","","","","","","","","","","","","","","","","","","","","","","","","","","","","","","","","","","","","","","","","","","","","","","","","","","","","","","","","","","","","","","","","","","","","","","","","","","","","","","","","","","","","","","","","","","","","","","","","","","","","","","","","","","","","","","","","","","","","","","","","","","","","","","","","","","","","","","","","","","","","","","","","","","","","","","","","","","","","","","","","","","","","","","","","","","","","","","","","","","","","","","","","","","","","","","","","","","","","","","","","","","","","","","","","","","","","","","","","","","","","","","","","","","","","","","","","","","","","","","","","","","","","","","","","","","","","","","","","","","","","","","","","","","","","","","","","","","","","","","","","","","","","","","","","","","","","","","","","","","","","","","","","","","","","","","","","","","","","","","","","","","","","","","","","","","","","","","","","","","","","","","","","","","","","","","","","","","","","","","","","","","","","","","","","","","","","","","","","","","","","","","","","","","","","","","","","","","","","","","","","","","","","","","","","","","","","","","","","","","","","","","","","","","","","","","","","","","","","","","","","","","","","","","","","","","","","","","","","","","","","","","","","","","","","","","","","","","","","","","","","","","","","","","","","","","","","","","","","","","","","","","","","","","","","","","","","","","","","","","","","","","","","","","","","","","","","","","","","","","","","","","","","","","","","","","","","","","","","","","","","","","","","","","","","","","","","","","","","","","","","","","","","","","","","","","","","","","","","","","","","","","","","","","","","","","","","","","","","","","","","","","","","","","","","","","","","","","","","","","","","","","","","","","","","","","","","","","","","","","","","","","","","","","","","","","","","","","","","","","","","","","","","","","","","","","","","","","","","","","","","","","","","","","","","","","","","","","","","","","","","","","","","","","","","","","","","","","","","","","","","","","","","","","","","","","","","","","","","","","","","","","","","","","","","","","","","","","","","","","","","","","","","","","","","","","","","","","","","","","","","","","","","","","","","","","","","","","","","","","","","","","","","","","","","","","","","","","","","","","","","","","","","","","","","","","","","","","","","","","","","","","","","","","","","","","","","","","","","","","","","","","","","","","","","","","","","","","","","","","","","","","","","","","","","","","","","","","","","","","","","","","","","","","","","","","","","","","","","","","","","","","","","","","","","","","","","","","","","","","","","","","","","","","","","","","","","","","","","","","","","","","","","","","","","","","","","","","","","","","","","","","","","","","","","","","","","","","","","","","","","","","","","","","","","","","","","","","","","","","","","","","","","","","","","","","","","","","","","","","","","","","","","","","","","","","","","","","","","","","","","","","","","","","","","","","","","","","","","","","","","","","","","","","","","","","","","","","","","","","","","","","","","","","","","","","","","","","","","","","","","","","","","","","","","","","","","","","","","","","","","","","","","","","","","","","","","","","","","","","","","","","","","","","","","","","","","","","","","","","","","","","","","","","","","","","","","","","","","","","","","","","","","","","","","","","","","","","","","","","","","","","","","","","","","","","","","","","","","","","","","","","","","","","","","","","","","","","","","","","","","","","","","","","","","","","","","","","","","","","","","","","","","","","","","","","","","","","","","","","","","","","","","","","","","","","","","","","","","","","","","","","","","","","","","","","","","","","","","","","","","","","","","","","","","","","","","","","","","","","","","","","","","","","","","","","","","","","","","","","","","","","","","","","","","","","","","","","","","","","","","","","","","","","","","","","","","","","","","","","","","","","","","","","","","","","","","","","","","","","","","","","","","","","","","","","","","","","","","","","","","","","","","","","","","","","","","","","","","","","","","","","","","","","","","","","","","","","","","","","","","","","","","","","","","","","","","","","","","","","","","","","","","","","","","","","","","","","","","","","","","","","","","","","","","","","","","","","","","","","","","","","","","","","","","","","","","","","","","","","","","","","","","","","","","","","","","","","","","","","","","","","","","","","","","","","","","","","","","","","","","","","","","","","","","","","","","","","","","","","","","","","","","","","","","","","","","","","","","","","","","","","","","","","","","","","","","","","","","","","","","","","","","","","","","","","","","","","","","","","","","","","","","","","","","","","","","","","","","","","","","","","","","","","","","","","","","","","","","","","","","","","","","","","","","","","","","","","","","","","","","","","","","","","","","","","","","","","","","","","","","","","","","","","","","","","","","","","","","","","","","","","","","","","","","","","","","","","","","","","","","","","","","","","","","","","","","","","","","","","","","","","","","","","","","","","","","","","","","","","","","","","","","","","","","","","","","","","","","","","","","","","","","","","","","","","","","","","","","","","","","","","","","","","","","","","","","","","","","","","","","","","","","","","","","","","","","","","","","","","","","","","","","","","","","","","","","","","","","","","","","","","","","","","","","","","","","","","","","","","","","","","","","","","","","","","","","","","","","","","","","","","","","","","","","","","","","","","","","","","","","","","","","","","","","","","","","","","","","","","","","","","","","","","","","","","","","","","","","","","","","","","","","","","","","","","","","","","","","","","","","","","","","","","","","","","","","","","","","","","","","","","","","","","","","","","","","","","","","","","","","","","","","","","","","","","","","","","","","","","","","","","","","","","","","","","","","","","","","","","","","","","","","","","","","","","","","","","","","","","","","","","","","","","","","","","","","","","","","","","","","","","","","","","","","","","","","","","","","","","","","","","","","","","","","","","","","","","","","","","","","","","","","","","","","","","","","","","","","","","","","","","","","","","","","","","","","","","","","","","","","","","","","","","","","","","","","","","","","","","","","","","","","","","","","","","","","","","","","","","","","","","","","","","","","","","","","","","","","","","","","","","","","","","","","","","","","","","","","","","","","","","","","","","","","","","","","","","","","","","","","","","","","","","","","","","","","","","","","","","","","","","","","","","","","","","","","","","","","","","","","","","","","","","","","","","","","","","","","","","","","","","","","","","","","","","","","","","","","","","","","","","","","","","","","","","","","","","","","","","","","","","","","","","","","","","","","","","","","","","","","","","","","","","","","","","","","","","","","","","","","","","","","","","","","","","","","","","","","","","","","","","","","","","","","","","","","","","","","","","","","","","","","","","","","","","","","","","","","","","","","","","","","","","","","","","","","","","","","","","","","","","","","","","","","","","","","","","","","","","","","","","","","","","","","","","","","","","","","","","","","","","","","","","","","","","","","","","","","","","","","","","","","","","","","","","","","","","","","","","","","","","","","","","","","","","","","","","","","","","","","","","","","","","","","","","","","","","","","","","","","","","","","","","","","","","","","","","","","","","","","","","","","","","","","","","","","","","","","","","","","","","","","","","","","","","","","","","","","","","","","","","","","","","","","","","","","","","","","","","","","","","","","","","","","","","","","","","","","","","","","","","","","","","","","","","","","","","","","","","","","","","","","","","","","","","","","","","","","","","","","","","","","","","","","","","","","","","","","","","","","","","","","","","","","","","","","","","","","","","","","","","","","","","","","","","","","","","","","","","","","","","","","","","","","","","","","","","","","","","","","","","","","","","","","","","","","","","","","","","","","","","","","","","","","","","","","","","","","","","","","","","","","","","","","","","","","","","","","","","","","","","","","","","","","","","","","","","","","","","","","","","","","","","","","","","","","","","","","","","","","","","","","","","","","","","","","","","","","","","","","","","","","","","","","","","","","","","","","","","","","","","","","","","","","","","","","","","","","","","","","","","","","","","","","","","","","","","","","","","","","","","","","","","","","","","","","","","","","","","","","","","","","","","","","","","","","","","","","","","","","","","","","","","","","","","","","","","","","","","","","","","","","","","","","","","","","","","","","","","","","","","","","","","","","","","","","","","","","","","","","","","","","","","","","","","","","","","","","","","","","","","","","","","","","","","","","","","","","","","","","","","","","","","","","","","","","","","","","","","","","","","","","","","","","","","","","","","","","","","","","","","","","","","","","","","","","","","","","","","","","","","","","","","","","","","","","","","","","","","","","","","","","","","","","","","","","","","","","","","","","","","","","","","","","","","","","","","","","","","","","","","","","","","","","","","","","","","","","","","","","","","","","","","","","","","","","","","","","","","","","","","","","","","","","","","","","","","","","","","","","","","","","","","","","","","","","","","","","","","","","","","","","","","","","","","","","","","","","","","","","","","","","","","","","","","","","","","","","","","","","","","","","","","","","","","","","","","","","","","","","","","","","","","","","","","","","","","","","","","","","","","","","","","","","","","","","","","","","","","","","","","","","","","","","","","","","","","","","","","","","","","","","","","","","","","","","","","","","","","","","","","","","","","","","","","","","","","","","","","","","","","","","","","","","","","","","","","","","","","","","","","","","","","","","","","","","","","","","","","","","","","","","","","","","","","","","","","","","","","","","","","","","","","","","","","","","","","","","","","","","","","","","","","","","","","","","","","","","","","","","","","","","","","","","","","","","","","","","","","","","","","","","","","","","","","","","","","","","","","","","","","","","","","","","","","","","","","","","","","","","","","","","","","","","","","","","","","","","","","","","","","","","","","","","","","","","","","","","","","","","","","","","","","","","","","","","","","","","","","","","","","","","","","","","","","","","","","","","","","","","","","","","","","","","","","","","","","","","","","","","","","","","","","","","","","","","","","","","","","","","","","","","","","","","","","","","","","","","","","","","","","","","","","","","","","","","","","","","","","","","","","","","","","","","","","","","","","","","","","","","","","","","","","","","","","","","","","","","","","","","","","","","","","","","","","","","","","","","","","","","","","","","","","","","","","","","","","","","","","","","","","","","","","","","","","","","","","","","","","","","","","","","","","","","","","","","","","","","","","","","","","","","","","","","","","","","","","","","","","","","","","","","","","","","","","","","","","","","","","","","","","","","","","","","","","","","","","","","","","","","","","","","","","","","","","","","","","","","","","","","","","","","","","","","","","","","","","","","","","","","","","","","","","","","","","","","","","","","","","","","","","","","","","","","","","","","","","","","","","","","","","","","","","","","","","","","","","","","","","","","","","","","","","","","","","","","","","","","","","","","","","","","","","","","","","","","","","","","","","","","","","","","","","","","","","","","","","","","","","","","","","","","","","","","","","","","","","","","","","","","","","","","","","","","","","","","","","","","","","","","","","","","","","","","","","","","","","","","","","","","","","","","","","","","","","","","","","","","","","","","","","","","","","","","","","","","","","","","","","","","","","","","","","","","","","","","","","","","","","","","","","","","","","","","","","","","","","","","","","","","","","","","","","","","","","","","","","","","","","","","","","","","","","","","","","","","","","","","","","","","","","","","","","","","","","","","","","","","","","","","","","","","","","","","","","","","","","","","","","","","","","","","","","","","","","","","","","","","","","","","","","","","","","","","","","","","","","","","","","","","","","","","","","","","","","","","","","","","","","","","","","","","","","","","","","","","","","","","","","","","","","","","","","","","","","","","","","","","","","","","","","","","","","","","","","","","","","","","","","","","","","","","","","","","","","","","","","","","","","","","","","","","","","","","","","","","","","","","","","","","","","","","","","","","","","","","","","","","","","","","","","","","","","","","","","","","","","","","","","","","","","","","","","","","","","","","","","","","","","","","","","","","","","","","","","","","","","","","","","","","","","","","","","","","","","","","","","","","","","","","","","","","","","","","","","","","","","","","","","","","","","","","","","","","","","","","","","","","","","","","","","","","","","","","","","","","","","","","","","","","","","","","","","","","","","","","","","","","","","","","","","","","","","","","","","","","","","","","","","","","","","","","","","","","","","","","","","","","","","","","","","","","","","","","","","","","","","","","","","","","","","","","","","","","","","","","","","","","","","","","","","","","","","","","","","","","","","","","","","","","","","","","","","","","","","","","","","","","","","","","","","","","","","","","","","","","","","","","","","","","","","","","","","","","","","","","","","","","","","","","","","","","","","","","","","","","","","","","","","","","","","","","","","","","","","","","","","","","","","","","","","","","","","","","","","","","","","","","","","","","","","","","","","","","","","","","","","","","","","","","","","","","","","","","","","","","","","","","","","","","","","","","","","","","","","","","","","","","","","","","","","","","","","","","","","","","","","","","","","","","","","","","","","","","","","","","","","","","","","","","","","","","","","","","","","","","","","","","","","","","","","","","","","","","","","","","","","","","","","","","","","","","","","","","","","","","","","","","","","","","","","","","","","","","","","","","","","","","","","","","","","","","","","","","","","","","","","","","","","","","","","","","","","","","","","","","","","","","","","","","","","","","","","","","","","","","","","","","","","","","","","","","","","","","","","","","","","","","","","","","","","","","","","","","","","","","","","","","","","","","","","","","","","","","","","","","","","","","","","","","","","","","","","","","","","","","","","","","","","","","","","","","","","","","","","","","","","","","","","","","","","","","","","","","","","","","","","","","","","","","","","","","","","","","","","","","","","","","","","","","","","","","","","","","","","","","","","","","","","","","","","","","","","","","","","","","","","","","","","","","","","","","","","","","","","","","","","","","","","","","","","","","","","","","","","","","","","","","","","","","","","","","","","","","","","","","","","","","","","","","","","","","","","","","","","","","","","","","","","","","","","","","","","","","","","","","","","","","","","","","","","","","","","","","","","","","","","","","","","","","","","","","","","","","","","","","","","","","","","","","","","","","","","","","","","","","","","","","","","","","","","","","","","","","","","","","","","","","","","","","","","","","","","","","","","","","","","","","","","","","","","","","","","","","","","","","","","","","","","","","","","","","","","","","","","","","","","","","","","","","","","","","","","","","","","","","","","","","","","","","","","","","","","","","","","","","","","","","","","","","","","","","","","","","","","","","","","","","","","","","","","","","","","","","","","","","","","","","","","","","","","","","","","","","","","","","","","","","","","","","","","","","","","","","","","","","","","","","","","","","","","","","","","","","","","","","","","","","","","","","","","","","","","","","","","","","","","","","","","","","","","","","","","","","","","","","","","","","","","","","","","","","","","","","","","","","","","","","","","","","","","","","","","","","","","","","","","","","","","","","","","","","","","","","","","","","","","","","","","","","","","","","","","","","","","","","","","","","","","","","","","","","","","","","","","","","","","","","","","","","","","","","","","","","","","","","","","","","","","","","","","","","","","","","","","","","","","","","","","","","","","","","","","","","","","","","","","","","","","","","","","","","","","","","","","","","","","","","","","","","","","","","","","","","","","","","","","","","","","","","","","","","","","","","","","","","","","","","","","","","","","","","","","","","","","","","","","","","","","","","","","","","","","","","","","","","","","","","","","","","","","","","","","","","","","","","","","","","","","","","","","","","","","","","","","","","","","","","","","","","","","","","","","","","","","","","","","","","","","","","","","","","","","","","","","","","","","","","","","","","","","","","","","","","","","","","","","","","","","","","","","","","","","","","","","","","","","","","","","","","","","","","","","","","","","","","","","","","","","","","","","","","","","","","","","","","","","","","","","","","","","","","","","","","","","","","","","","","","","","","","","","","","","","","","","","","","","","","","","","","","","","","","","","","","","","","","","","","","","","","","","","","","","","","","","","","","","","","","","","","","","","","","","","","","","","","","","","","","","","","","","","","","","","","","","","","","","","","","","","","","","","","","","","","","","","","","","","","","","","","","","","","","","","","","","","","","","","","","","","","","","","","","","","","","","","","","","","","","","","","","","","","","","","","","","","","","","","","","","","","","","","","","","","","","","","","","","","","","","","","","","","","","","","","","","","","","","","","","","","","","","","","","","","","","","","","","","","","","","","","","","","","","","","","","","","","","","","","","","","","","","","","","","","","","","","","","","","","","","","","","","","","","","","","","","","","","","","","","","","","","","","","","","","","","","","","","","","","","","","","","","","","","","","","","","","","","","","","","","","","","","","","","","","","","","","","","","","","","","","","","","","","","","","","","","","","","","","","","","","","","","","","","","","","","","","","","","","","","","","","","","","","","","","","","","","","","","","","","","","","","","","","","","","","","","","","","","","","","","","","","","","","","","","","","","","","","","","","","","","","","","","","","","","","","","","","","","","","","","","","","","","","","","","","","","","","","","","","","","","","","","","","","","","","","","","","","","","","","","","","","","","","","","","","","","","","",""]
["","","","","","","","","","","","","","","","","","","","","","","","","","","","","","","","","","","","","","","","","","","","","","","","","","","","","","","","","","","","","","","","","","","","","","","","","","","","","","","","","","","","","","","","","","","","","","","","","","","","","","","","","","","","","","","","","","","","","","","","","","","","","","","","","","","","","","","","","","","","","","","","","","","","","","","","","","","","","","","","","","","","","","","","","","","","","","","","","","","","","","","","","","","","","","","","","","","","","","","","","","","","","","","","","","","","","","","","","","","","","","","","","","","","","","","","","","","","","","","","","","","","","","","","","","","","","","","","","","","","","","","","","","","","","","","","","","","","","","","","","","","","","","","","","","","","","","","","","","","","","","","","","","","","","","","","","","","","","","","","","","","","","","","","","","","","","","","","","","","","","","","","","","","","","","","","","","","","","","","","","","","","","","","","","","","","","","","","","","","","","","","","","","","","","","","","","","","","","","","","","","","","","","","","","","","","","","","","","","","","","","","","","","","","","","","","","","","","","","","","","","","","","","","","","","","","","","","","","","","","","","","","","","","","","","","","","","","","","","","","","","","","","","","","","","","","","","","","","","","","","","","","","","","","","","","","","","","","","","","","","","","","","","","","","","","","","","","","","","","","","","","","","","","","","","","","","","","","","","","","","","","","","","","","","","","","","","","","","","","","","","","","","","","","","","","","","","","","","","","","","","","","","","","","","","","","","","","","","","","","","","","","","","","","","","","","","","","","","","","","","","","","","","","","","","","","","","","","","","","","","","","","","","","","","","","","","","","","","","","","","","","","","","","","","","","","","","","","","","","","","","","","","","","","","","","","","","","","","","","","","","","","","","","","","","","","","","","","","","","","","","","","","","","","","","","","","","","","","","","","","","","","","","","","","","","","","","","","","","","","","","","","","","","","","","","","","","","","","","","","","","","","","","","","","","","","","","","","","","","","","","","","","","","","","","","","","","","","","","","","","","","","","","","","","","","","","","","","","","","","","","","","","","","","","","","","","","","","","","","","","","","","","","","","","","","","","","","","","","","","","","","","","","","","","","","","","","","","","","","","","","","","","","","","","","","","","","","","","","","","","","","","","","","","","","","","","","","","","","","","","","","","","","","","","","","","","","","","","","","","","","","","","","","","","","","","","","","","","","","","","","","","","","","","","","","","","","","","","","","","","","","","","","","","","","","","","","","","","","","","","","","","","","","","","","","","","","","","","","","","","","","","","","","","","","","","","","","","","","","","","","","","","","","","","","","","","","","","","","","","","","","","","","","","","","","","","","","","","","","","","","","","","","","","","","","","","","","","","","","","","","","","","","","","","","","","","","","","","","","","","","","","","","","","","","","","","","","","","","","","","","","","","","","","","","","","","","","","","","","","","","","","","","","","","","","","","","","","","","","","","","","","","","","","","","","","","","","","","","","","","","","","","","","","","","","","","","","","","","","","","","","","","","","","","","","","","","","","","","","","","","","","","","","","","","","","","","","","","","","","","","","","","","","","","","","","","","","","","","","","","","","","","","","","","","","","","","","","","","","","","","","","","","","","","","","","","","","","","","","","","","","","","","","","","","","","","","","","","","","","","","","","","","","","","","","","","","","","","","","","","","","","","","","","","","","","","","","","","","","","","","","","","","","","","","","","","","","","","","","","","","","","","","","","","","","","","","","","","","","","","","","","","","","","","","","","","","","","","","","","","","","","","","","","","","","","","","","","","","","","","","","","","","","","","","","","","","","","","","","","","","","","","","","","","","","","","","","","","","","","","","","","","","","","","","","","","","","","","","","","","","","","","","","","","","","","","","","","","","","","","","","","","","","","","","","","","","","","","","","","","","","","","","","","","","","","","","","","","","","","","","","","","","","","","","","","","","","","","","","","","","","","","","","","","","","","","","","","","","","","","","","","","","","","","","","","","","","","","","","","","","","","","","","","","","","","","","","","","","","","","","","","","","","","","","","","","","","","","","","","","","","","","","","","","","","","","","","","","","","","","","","","","","","","","","","","","","","","","","","","","","","","","","","","","","","","","","","","","","","","","","","","","","","","","","","","","","","","","","","","","","","","","","","","","","","","","","","","","","","","","","","","","","","","","","","","","","","","","","","","","","","","","","","","","","","","","","","","","","","","","","","","","","","","","","","","","","","","","","","","","","","","","","","","","","","","","","","","","","","","","","","","","","","","","","","","","","","","","","","","","","","","","","","","","","","","","","","","","","","","","","","","","","","","","","","","","","","","","","","","","","","","","","","","","","","","","","","","","","","","","","","","","","","","","","","","","","","","","","","","","","","","","","","","","","","","","","","","","","","","","","","","","","","","","","","","","","","","","","","","","","","","","","","","","","","","","","","","","","","","","","","","","","","","","","","","","","","","","","","","","","","","","","","","","","","","","","","","","","","","","","","","","","","","","","","","","","","","","","","","","","","","","","","","","","","","","","","","","","","","","","","","","","","","","","","","","","","","","","","","","","","","","","","","","","","","","","","","","","","","","","","","","","","","","","","","","","","","","","","","","","","","","","","","","","","","","","","","","","","","","","","","","","","","","","","","","","","","","","","","","","","","","","","","","","","","","","","","","","","","","","","","","","","","","","","","","","","","","","","","","","","","","","","","","","","","","","","","","","","","","","","","","","","","","","","","","","","","","","","","","","","","","","","","","","","","","","","","","","","","","","","","","","","","","","","","","","","","","","","","","","","","","","","","","","","","","","","","","","","","","","","","","","","","","","","","","","","","","","","","","","","","","","","","","","","","","","","","","","","","","","","","","","","","","","","","","","","","","","","","","","","","","","","","","","","","","","","","","","","","","","","","","","","","","","","","","","","","","","","","","","","","","","","","","","","","","","","","","","","","","","","","","","","","","","","","","","","","","","","","","","","","","","","","","","","","","","","","","","","","","","","","","","","","","","","","","","","","","","","","","","","","","","","","","","","","","","","","","","","","","","","","","","","","","","","","","","","","","","","","","","","","","","","","","","","","","","","","","","","","","","","","","","","","","","","","","","","","","","","","","","","","","","","","","","","","","","","","","","","","","","","","","","","","","","","","","","","","","","","","","","","","","","","","","","","","","","","","","","","","","","","","","","","","","","","","","","","","","","","","","","","","","","","","","","","","","","","","","","","","","","","","","","","","","","","","","","","","","","","","","","","","","","","","","","","","","","","","","","","","","","","","","","","","","","","","","","","","","","","","","","","","","","","","","","","","","","","","","","","","","","","","","","","","","","","","","","","","","","","","","","","","","","","","","","","","","","","","","","","","","","","","","","","","","","","","","","","","","","","","","","","","","","","","","","","","","","","","","","","","","","","","","","","","","","","","","","","","","","","","","","","","","","","","","","","","","","","","","","","","","","","","","","","","","","","","","","","","","","","","","","","","","","","","","","","","","","","","","","","","","","","","","","","","","","","","","","","","","","","","","","","","","","","","","","","","","","","","","","","","","","","","","","","","","","","","","","","","","","","","","","","","","","","","","","","","","","","","","","","","","","","","","","","","","","","","","","","","","","","","","","","","","","","","","","","","","","","","","","","","","","","","","","","","","","","","","","","","","","","","","","","","","","","","","","","","","","","","","","","","","","","","","","","","","","","","","","","","","","","","","","","","","","","","","","","","","","","","","","","","","","","","","","","","","","","","","","","","","","","","","","","","","","","","","","","","","","","","","","","","","","","","","","","","","","","","","","","","","","","","","","","","","","","","","","","","","","","","","","","","","","","","","","","","","","","","","","","","","","","","","","","","","","","","","","","","","","","","","","","","","","","","","","","","","","","","","","","","","","","","","","","","","","","","","","","","","","","","","","","","","","","","","","","","","","","","","","","","","","","","","","","","","","","","","","","","","","","","","","","","","","","","","","","","","","","","","","","","","","","","","","","","","","","","","","","","","","","","","","","","","","","","","","","","","","","","","","","","","","","","","","","","","","","","","","","","","","","","","","","","","","","","","","","","","","","","","","","","","","","","","","","","","","","","","","","","","","","","","","","","","","","","","","","","","","","","","","","","","","","","","","","","","","","","","","","","","","","","","","","","","","","","","","","","","","","","","","","","","","","","","","","","","","","","","","","","","","","","","","","","","","","","","","","","","","","","","","","","","","","","","","","","","","","","","","","","","","","","","","","","","","","","","","","","","","","","","","","","","","","","","","","","","","","","","","","","","","","","","","","","","","","","","","","","","","","","","","","","","","","","","","","","","","","","","","","","","","","","","","","","","","","","","","","","","","","","","","","","","","","","","","","","","","","","","","","","","","","","","","","","","","","","","","","","","","","","","","","","","","","","","","","","","","","","","","","","","","","","","","","","","","","","","","","","","","","","","","","","","","","","","","","","","","","","","","","","","","","","","","","","","","","","","","","","","","","","","","","","","","","","","","","","","","","","","","","","","","","","","","","","","","","","","","","","","","","","","","","","","","","","","","","","","","","","","","","","","","","","","","","","","","","","","","","","","","","","","","","","","","","","","","","","","","","","","","","","","","","","","","","","","","","","","","","","","","","","","","","","","","","","","","","","","","","","","","","","","","","","","","","","","","","","","","","","","","","","","","","","","","","","","","","","","","","","","","","","","","","","","","","","","","","","","","","","","","","","","","","","","","","","","","","","","","","","","","","","","","","","","","","","","","","","","","","","","","","","","","","","","","","","","","","","","","","","","","","","","","","","","","","","","","","","","","","","","","","","","","","","","","","","","","","","","","","","","","","","","","","","","","","","","","","","","","","","","","","","","","","","","","","","","","","","","","","","","","","","","","","","","","","","","","","","","","","","","","","","","","","","","","","","","","","","","","","","","","","","","","","","","","","","","","","","","","","","","","","","","","","","","","","","","","","","","","","","","","","","","","","","","","","","","","","","","","","","","","","","","","","","","","","","","","","","","","","","","","","","","","","","","","","","","","","","","","","","","","","","","","","","","","","","","","","","","","","","","","","","","","","","","","","","","","","","","","","","","","","","","","","","","","","","","","","","","","","","","","","","","","","","","","","","","","","","","","","","","","","","","","","","","","","","","","","","","","","","","","","","","","","","","","","","","","","","","","","","","","","","","","","","","","","","","","","","","","","","","","","","","","","","","","","","","","","","","","","","","","","","","","","","","","","","","","","","","","","","","","","","","","","","","","","","","","","","","","","","","","","","","","","","","","","","","","","","","","","","","","","","","","","","","","","","","","","","","","","","","","","","","","","","","","","","","","","","","","","","","","","","","","","","","","","","","","","","","","","","","","","","","","","","","","","","","","","","","","","","","","","","","","","","","","","","","","","","","","","","","","","","","","","","","","","","","","","","","","","","","","","","","","","","","","","","","","","","","","","","","","","","","","","","","","","","","","","","","","","","","","","","","","","","","","","","","","","","","","","","","","","","","","","","","","","","","","","","","","","","","","","","","","","","","","","","","","","","","","","","","","","","","","","","","","","","","","","","","","","","","","","","","","","","","","","","","","","","","","","","","","","","","","","","","","","","","","","","","","","","","","","","","","","","","","","","","","","","","","","","","","","","","","","","","","","","","","","","","","","","","","","","","","","","","","","","","","","","","","","","","","","","","","","","","","","","","","","","","","","","","","","","","","","","","","","","","","","","","","","","","","","","","","","","","","","","","","","","","","","","","","","","","","","","","","","","","","","","","","","","","","","","","","","","","","","","","","","","","","","","","","","","","","","","","","","","","","","","","","","","","","","","","","","","","","","","","","","","","","","","","","","","","","","","","","","","","","","","","","","","","","","","","","","","","","","","","","","","","","","","","","","","","","","","","","","","","","","","","","","","","","","","","","","","","","","","","","","","","","","","","","","","","","","","","","","","","","","","","","","","","","","","","","","","","","","","","","","","","","","","","","","","","","","","","","","","","","","","","","","","","","","","","","","","","","","","","","","","","","","","","","","","","","","","","","","","","","","","","","","","","","","","","","","","","","","","","","","","","","","","","","","","","","","","","","","","","","","","","","","","","","","","","","","","","","","","","","","","","","","","","","","","","","","","","","","","","","","","","","","","","","","","","","","","","","","","","","","","","","","","","","","","","","","","","","","","","","","","","","","","","","","","","","","","","","","","","","","","","","","","","","","","","","","","","","","","","","","","","","","","","","","","","","","","","","","","","","","","","","","","","","","","","","","","","","","","","","","","","","","","","","","","","","","","","","","","","","","","","","","","","","","","","","","","","","","","","","","","","","","","","","","","","","","","","","","","","","","","","","","","","","","","","","","","","","","","","","","","","","","","","","","","","","","","","","","","","","","","","","","","","","","","","","","","","","","","","","","","","","","","","","","","","","","","","","","","","","","","","","","","","","","","","","","","","","","","","","","","","","","","","","","","","","","","","","","","","","","","","","","","","","","","","","","","","","","","","","","","","","","","","","","","","","","","","","","","","","","","","","","","","","","","","","","","","","","","","","","","","","","","","","","","","","","","","","","","","","","","","","","","","","","","","","","","","","","","","","","","","","","","","","","","","","","","","","","","","","","","","","","","","","","","","","","","","","","","","","","","","","","","","","","","","","","","","","","","","","","","","","","","","","","","","","","","","","","","","","","","","","","","","","","","","","","","","","","","","","","","","","","","","","","","","","","","","","","","","","","","","","","","","","","","","","","","","","","","","","","","","","","","","","","","","","","","","","","","","","","","","","","","","","","","","","","","","","","","","","","","","","","","","","","","","","","","","","","","","","","","","","","","","","","","","","","","","","","","","","","","","","","","","","","","","","","","","","","","","","","","","","","","","","","","","","","","","","","","","","","","","","","","","","","","","","","","","","","","","","","","","","","","","","","","","","","","","","","","","","","","","","","","","","","","","","","","","","","","","","","","","","","","","","","","","","","","","","","","","","","","","","","","","","","","","","","","","","","","","","","","","","","","","","","","","","","","","","","","","","","","","","","","","","","","","","","","","","","","","","","","","","","","","","","","","","","","","","","","","","","","","","","","","","","","","","","","","","","","","","","","","","","","","","","","","","","","","","","","","","","","","","","","","","","","","","","","","","","","","","","","","","","","","","","","","","","","","","","","","","","","","","","","","","","","","","","","","","","","","","","","","","","","","","","","","","","","","","","","","","","","","","","","","","","","","","","","","","","","","","","","","","","","","","","","","","","","","","","","","","","","","","","","","","","","","","","","","","","","","","","","","","","","","","","","","","","","","","","","","","","","","","","","","","","","","","","","","","","","","","","","","","","","","","","","","","","","","","","","","","","","","","","","","","","","","","","","","","","","","","","","","","","","","","","","","","","","","","","","","","","","","","","","","","","","","","","","","","","","","","","","","","","","","","","","","","","","","","","","","","","","","","","","","","","","","","","","","","","","","","","","","","","","","","","","","","","","","","","","","","","","","","","","","","","","","","","","","","","","","","","","","","","","","","","","","","","","","","","","","","","","","","","","","","","","","","","","","","","","","","","","","","","","","","","","","","","","","","","","","","","","","","","","","","","","","","","","","","","","","","","","","","","","","","","","","","","","","","","","","","","","","","","","","","","","","","","","","","","","","","","","","","","","","","","","","","","","","","","","","","","","","","","","","","","","","","","","","","","","","","","","","","","","","","","","","","","","","","","","","","","","","","","","","","","","","","","","","","","","","","","","","","","","","","","","","","","","","","","","","","","","","","","","","","","","","","","","","","","","","","","","","","","","","","","","","","","","","","","","","","","","","","","","","","","","","","","","","","","","","","","","","","","","","","","","","","","","","","","","","","","","","","","","","","","","","","","","","","","","","","","","","","","","","","","","","","","","","","","","","","","","","","","","","","","","","","","","","","","","","","","","","","","","","","","","","","","","","","","","","","","","","","","","","","","","","","","","","","","","","","","","","","","","","","","","","","","","","","","","","","","","","","","","","","","","","","","","","","","","","","","","","","","","","","","","","","","","","","","","","","","","","","","","","","","","","","","","","","","","","","","","","","","","","","","","","","","","","","","","","","","","","","","","","","","","","","","","","","","","","","","","","","","","","","","","","","","","","","","","","","","","","","","","","","","","","","","","","","","","","","","","","","","","","","","","","","","","","","","","","","","","","","","","","","","","","","","","","","","","","","","","","","","","","","","","","","","","","","","","","","","","","","","","","","","","","","","","","","","","","","","","","","","","","","","","","","","","","","","","","","","","","","","","","","","","","","","","","","","","","","","","","","","","","","","","","","","","","","","","","","","","","","","","","","","","","","","","","","","","","","","","","","","","","","","","","","","","","","","","","","","","","","","","","","","","","","","","","","","","","","","","","","","","","","","","","","","","","","","","","","","","","","","","","","","","","","","","","","","","","","","","","","","","","","","","","","","","","","","","","","","","","","","","","","","","","","","","","","","","","","","","","","","","","","","","","","","","","","","","","","","","","","","","","","","","","","","","","","","","","","","","","","","","","","","","","","","","","","","","","","","","","","","","","","","","","","","","","","","","","","","","","","","","","","","","","","","","","","","","","","","","","","","","","","","","","","","","","","","","","","","","","","","","","","","","","","","","","","","","","","","","","","","","","","","","","","","","","","","","","","","","","","","","","","","","","","","","","","","","","","","","","","","","","","","","","","","","","","","","","","","","","","","","","","","","","","","","","","","","","","","","","","","","","","","","","","","","","","","","","","","","","","","","","","","","","","","","","","","","","","","","","","","","","","","","","","","","","","","","","","","","","","","","","","","","","","","","","","","","","","","","","","","","","","","","","","","","","","","","","","","","","","","","","","","","","","","","","","","","","","","","","","","","","","","","","","","","","","","","","","","","","","","","","","","","","","","","","","","","","","","","","","","","","","","","","","","","","","","","","","","","","","","","","","","","","","","","","","","","","","","","","","","","","","","","","","","","","","","","","","","","","","","","","","","","","","","","","","","","","","","","","","","","","","","","","","","","","","","","","","","","","","","","","","","","","","","","","","","","","","","","","","","","","","","","","","","","","","","","","","","","","","","","","","","","","","","","","","","","","","","","","","","","","","","","","","","","","","","","","","","","","","","","","","","","","","","","","","","","","","","","","","","","","","","","","","","","","","","","","","","","","","","","","","","","","","","","","","","","","","","","","","","","","","","","","","","","","","","","","","","","","","","","","","","","","","","","","","","","","","","","","","","","","","","","","","","","","","","","","","","","","","","","","","","","","","","","","","","","","","","","","","","","","","","","","","","","","","","","","","","","","","","","","","","","","","","","","","","","","","","","","","","","","","","","","","","","","","","","","","","","","","","","","","","","","","","","","","","","","","","","","","","","","","","","","","","","","","","","","","","","","","","","","","","","","","","","","","","","","","","","","","","","","","","","","","","","","","","","","","","","","","","","","","","","","","","","","","","","","","","","","","","","","","","","","","","","","","","","","","","","","","","","","","","","","","","","","","","","","","","","","","","","","","","","","","","","","","","","","","","","","","","","","","","","","","","","","","","","","","","","","","","","","","","","","","","","","","","","","","","","","","","","","","","","","","","","","","","","","","","","","","","","","","","","","","","","","","","","","","","","","","","","","","","","","","","","","","","","","","","","","","","","","","","","","","","","","","","","","","","","","","","","","","","","","","","","","","","","","","","","","","","","","","","","","","","","","","","","","","","","","","","","","","","","","","","","","","","","","","","","","","","","","","","","","","","","","","","","","","","","","","","","","","","","","","","","","","","","","","","","","","","","","","","","","","","","","","","","","","","","","","","","","","","","","","","","","","","","","","","","","","","","","","","","","","","","","","","","","","","","","","","","","","","","","","","","","","","","","","","","","","","","","","","","","","","","","","","","","","","","","","","","","","","","","","","","","","","","","","","","","","","","","","","","","","","","","","","","","","","","","","","","","","","","","","","","","","","","","","","","","","","","","","","","","","","","","","","","","","","","","","","","","","","","","","","","","","","","","","","","","","","","","","","","","","","","","","","","","","","","","","","","","","","","","","","","","","","","","","","","","","","","","","","","","","","","","","","","","","","","","","","","","","","","","","","","","","","","","","","","","","","","","","","","","","","","","","","","","","","","","","","","","","","","","","","","","","","","","",""]

{"sheet":"Program Level Information","index":9,"n_rows":17,"n_cols":11,"rows_kept":17,"merged":[[0,1,1,2],[1,0,2,0],[10,5,10,9]],"read":"bin_skipped_in_rows","flags":["formulas_cached_only","records_skipped"],"rows_in_doubt":{"n":1,"rows":[12]},"rows_in_doubt_other":0}
["QA Box","Program Level Information"]
["OK to Proceed"]
[null,"Define your programs here"]
[]
["Total Number of Programs",1,"Should be between 1-5"]
[]
["Total Number of Measures",1,"Should not exceed 30"]
[]
["Is Xcel Colorado the NWA Bidder?","No","Yes/No"]
[]
[{"$nulls":4},"Requested Payment for NWA ($)","Leave Blank"]
[null,"Program Number","Name ","Total Measures","Total Bidder Payment",2023,2024,"Leave Blank","Leave Blank","Leave Blank","Program Notes"]
[0,1,"Enter program here",1,{"v":1,"d":"$1.00"}]
[0]
[0]
[0]
[0]

{"sheet":"Measure Level Information","index":10,"n_rows":43,"n_cols":38,"rows_kept":43,"merged":[[0,1,1,2],[1,0,2,0],[3,0,3,3],[11,0,12,0],[11,1,12,1],[11,2,12,2],[11,3,12,3],[11,4,12,4],[11,7,12,7],[11,8,12,8],[11,9,12,9],[11,10,11,14],[11,15,11,19],[11,20,11,24],[11,27,12,27],[11,28,12,28],[11,29,12,29],[11,30,12,30],[11,31,12,31],[11,32,12,32],[11,33,12,33],[11,34,12,34],[11,35,12,35],[11,36,12,36],[11,37,12,37]],"read":"bin_skipped_in_rows","flags":["formulas_cached_only","records_skipped"],"rows_in_doubt":{"n":3,"rows":[5,10,13]},"rows_in_doubt_other":1}
["QA Box","Measure Level Information"]
["OK to Proceed"]
[null,"Define your measures here"]
["Progam & Measure Tally ",{"$nulls":3},"Residential","Front of the Meter"]
["Name","Allocated in Program Information","Allocated in Measure Information","Tally Check","Small Commercial","Behind the Meter"]
["Enter program here",1,1,"Ok to Proceed","Large C&I",0]
["","","","Ok to Proceed"]
["","","","Ok to Proceed"]
["","","","Ok to Proceed"]
["","","","Ok to Proceed"]
[null,null,5,29]
["Autogenerated MeasureID","Assign Program Here","Measure Name","Meter Configuration of Measure \n(Front of the Meter/Behind the Meter)","Designate Customer Segmentation for BTM Measures","Electric or Gas","Low Income Flag","Estimated Useful Lifetime (EUL) (years)","Incremental Measure Cost for Host Customer ($)","Annual O&M Impact for Host Customer ($/year) INCREMENT","Anticipated Number of Assets Deployed (#)",{"$nulls":4},"Proposed Upfront Incentives (Per Participant) ($)",{"$nulls":4},"Proposed Annual Ongoing Incentives (Per Participant) ($)",{"$nulls":4},"Does the Measure have a solar asset? ","Does the measure have an energy storage asset?",null,"Annual Average Host Customer Load (kW)",null,"Annual Average State of Charge for BESS (%)","Minimum Desired State of Charge for BESS (%)","Total Useable Energy Capacity  of BESS (kWh)",null,"Solar PV Array Nameplate Capacity (kW)","PV Array Capacity Factor (%)","Safety Factor to account for Intermittency (%)","Measure Location"]
[{"$nulls":5},"(0: Gas/1: Electric/ 2: Both)","(1: Yes / 0: No)",{"$nulls":3},2023,2024,"Leave Blank","Leave Blank","Leave Blank",2023,2024,"Leave Blank","Leave Blank","Leave Blank",2023,2024,"Leave Blank","Leave Blank","Leave Blank","1: Yes/ 0: No","1: Yes/ 0: No"]
[1,"Enter program here","Measure 1","Front of the Meter",null,1,null,1,{"$nulls":3},1,{"$nulls":13},0,1,"Leave Blank",null,"->",{"v":0.01,"d":"1%"},{"v":0.01,"d":"1%"},1,"Leave Blank",{"$nulls":3},"WELD1611"]
[{"$nulls":27},"",null,"Leave Blank",{"$nulls":3},"Leave Blank"]
[{"$nulls":27},"",null,"Leave Blank",{"$nulls":3},"Leave Blank"]
[{"$nulls":27},"",null,"Leave Blank",{"$nulls":3},"Leave Blank"]
[{"$nulls":27},"",null,"Leave Blank",{"$nulls":3},"Leave Blank"]
[{"$nulls":27},"",null,"Leave Blank",{"$nulls":3},"Leave Blank"]
[{"$nulls":27},"",null,"Leave Blank",{"$nulls":3},"Leave Blank"]
[{"$nulls":27},"",null,"Leave Blank",{"$nulls":3},"Leave Blank"]
[{"$nulls":27},"",null,"Leave Blank",{"$nulls":3},"Leave Blank"]
[{"$nulls":27},"",null,"Leave Blank",{"$nulls":3},"Leave Blank"]
[{"$nulls":27},"",null,"Leave Blank",{"$nulls":3},"Leave Blank"]
[{"$nulls":27},"",null,"Leave Blank",{"$nulls":3},"Leave Blank"]
[{"$nulls":27},"",null,"Leave Blank",{"$nulls":3},"Leave Blank"]
[{"$nulls":27},"",null,"Leave Blank",{"$nulls":3},"Leave Blank"]
[{"$nulls":27},"",null,"Leave Blank",{"$nulls":3},"Leave Blank"]
[{"$nulls":27},"",null,"Leave Blank",{"$nulls":3},"Leave Blank"]
[{"$nulls":27},"",null,"Leave Blank",{"$nulls":3},"Leave Blank"]
[{"$nulls":27},"",null,"Leave Blank",{"$nulls":3},"Leave Blank"]
[{"$nulls":27},"",null,"Leave Blank",{"$nulls":3},"Leave Blank"]
[{"$nulls":27},"",null,"Leave Blank",{"$nulls":3},"Leave Blank"]
[{"$nulls":27},"",null,"Leave Blank",{"$nulls":3},"Leave Blank"]
[{"$nulls":27},"",null,"Leave Blank",{"$nulls":3},"Leave Blank"]
[{"$nulls":27},"",null,"Leave Blank",{"$nulls":3},"Leave Blank"]
[{"$nulls":27},"",null,"Leave Blank",{"$nulls":3},"Leave Blank"]
[{"$nulls":27},"",null,"Leave Blank",{"$nulls":3},"Leave Blank"]
[{"$nulls":27},"",null,"Leave Blank",{"$nulls":3},"Leave Blank"]
[{"$nulls":27},"",null,"Leave Blank",{"$nulls":3},"Leave Blank"]
[{"$nulls":27},"",null,"Leave Blank",{"$nulls":3},"Leave Blank"]
[{"$nulls":27},"",null,"Leave Blank",{"$nulls":3},"Leave Blank"]
[{"$nulls":27},"",null,"Leave Blank",{"$nulls":3},"Leave Blank"]

{"sheet":"Measure Electric Loadshape","index":11,"n_rows":8765,"n_cols":32,"rows_kept":8765,"merged":[[0,0,1,5]],"read":"bin_skipped_in_rows","flags":["formulas_cached_only","records_skipped"],"rows_in_doubt":{"n":2,"rows":[3,5]},"rows_in_doubt_other":0}
["Measure Electric Savings Loadshapes"]
[]
["Insert 8760 Loadshapes for each measure (Make sure Hour 1 is 01/01/2017, Units are kW)"]
["MeasureID",1]
["Hour","Measure 1","","","","","","","","","","","","","","","","","","","","","","","","","","","","","",""]
[1]
[2]
[3]
[4]
[5]
[6]
[7]
[8]
[9]
[10]
[11]
[12]
[13]
[14]
[15]
[16]
[17]
[18]
[19]
[20]
[21]
[22]
[23]
[24]
[25]
[26]
[27]
[28]
[29]
[30]
[31]
[32]
[33]
[34]
[35]
[36]
[37]
[38]
[39]
[40]
[41]
[42]
[43]
[44]
[45]
[46]
[47]
[48]
[49]
[50]
[51]
[52]
[53]
[54]
[55]
[56]
[57]
[58]
[59]
[60]
[61]
[62]
[63]
[64]
[65]
[66]
[67]
[68]
[69]
[70]
[71]
[72]
[73]
[74]
[75]
[76]
[77]
[78]
[79]
[80]
[81]
[82]
[83]
[84]
[85]
[86]
[87]
[88]
[89]
[90]
[91]
[92]
[93]
[94]
[95]
[96]
[97]
[98]
[99]
[100]
[101]
[102]
[103]
[104]
[105]
[106]
[107]
[108]
[109]
[110]
[111]
[112]
[113]
[114]
[115]
[116]
[117]
[118]
[119]
[120]
[121]
[122]
[123]
[124]
[125]
[126]
[127]
[128]
[129]
[130]
[131]
[132]
[133]
[134]
[135]
[136]
[137]
[138]
[139]
[140]
[141]
[142]
[143]
[144]
[145]
[146]
[147]
[148]
[149]
[150]
[151]
[152]
[153]
[154]
[155]
[156]
[157]
[158]
[159]
[160]
[161]
[162]
[163]
[164]
[165]
[166]
[167]
[168]
[169]
[170]
[171]
[172]
[173]
[174]
[175]
[176]
[177]
[178]
[179]
[180]
[181]
[182]
[183]
[184]
[185]
[186]
[187]
[188]
[189]
[190]
[191]
[192]
[193]
[194]
[195]
[196]
[197]
[198]
[199]
[200]
[201]
[202]
[203]
[204]
[205]
[206]
[207]
[208]
[209]
[210]
[211]
[212]
[213]
[214]
[215]
[216]
[217]
[218]
[219]
[220]
[221]
[222]
[223]
[224]
[225]
[226]
[227]
[228]
[229]
[230]
[231]
[232]
[233]
[234]
[235]
[236]
[237]
[238]
[239]
[240]
[241]
[242]
[243]
[244]
[245]
[246]
[247]
[248]
[249]
[250]
[251]
[252]
[253]
[254]
[255]
[256]
[257]
[258]
[259]
[260]
[261]
[262]
[263]
[264]
[265]
[266]
[267]
[268]
[269]
[270]
[271]
[272]
[273]
[274]
[275]
[276]
[277]
[278]
[279]
[280]
[281]
[282]
[283]
[284]
[285]
[286]
[287]
[288]
[289]
[290]
[291]
[292]
[293]
[294]
[295]
[296]
[297]
[298]
[299]
[300]
[301]
[302]
[303]
[304]
[305]
[306]
[307]
[308]
[309]
[310]
[311]
[312]
[313]
[314]
[315]
[316]
[317]
[318]
[319]
[320]
[321]
[322]
[323]
[324]
[325]
[326]
[327]
[328]
[329]
[330]
[331]
[332]
[333]
[334]
[335]
[336]
[337]
[338]
[339]
[340]
[341]
[342]
[343]
[344]
[345]
[346]
[347]
[348]
[349]
[350]
[351]
[352]
[353]
[354]
[355]
[356]
[357]
[358]
[359]
[360]
[361]
[362]
[363]
[364]
[365]
[366]
[367]
[368]
[369]
[370]
[371]
[372]
[373]
[374]
[375]
[376]
[377]
[378]
[379]
[380]
[381]
[382]
[383]
[384]
[385]
[386]
[387]
[388]
[389]
[390]
[391]
[392]
[393]
[394]
[395]
[396]
[397]
[398]
[399]
[400]
[401]
[402]
[403]
[404]
[405]
[406]
[407]
[408]
[409]
[410]
[411]
[412]
[413]
[414]
[415]
[416]
[417]
[418]
[419]
[420]
[421]
[422]
[423]
[424]
[425]
[426]
[427]
[428]
[429]
[430]
[431]
[432]
[433]
[434]
[435]
[436]
[437]
[438]
[439]
[440]
[441]
[442]
[443]
[444]
[445]
[446]
[447]
[448]
[449]
[450]
[451]
[452]
[453]
[454]
[455]
[456]
[457]
[458]
[459]
[460]
[461]
[462]
[463]
[464]
[465]
[466]
[467]
[468]
[469]
[470]
[471]
[472]
[473]
[474]
[475]
[476]
[477]
[478]
[479]
[480]
[481]
[482]
[483]
[484]
[485]
[486]
[487]
[488]
[489]
[490]
[491]
[492]
[493]
[494]
[495]
[496]
[497]
[498]
[499]
[500]
[501]
[502]
[503]
[504]
[505]
[506]
[507]
[508]
[509]
[510]
[511]
[512]
[513]
[514]
[515]
[516]
[517]
[518]
[519]
[520]
[521]
[522]
[523]
[524]
[525]
[526]
[527]
[528]
[529]
[530]
[531]
[532]
[533]
[534]
[535]
[536]
[537]
[538]
[539]
[540]
[541]
[542]
[543]
[544]
[545]
[546]
[547]
[548]
[549]
[550]
[551]
[552]
[553]
[554]
[555]
[556]
[557]
[558]
[559]
[560]
[561]
[562]
[563]
[564]
[565]
[566]
[567]
[568]
[569]
[570]
[571]
[572]
[573]
[574]
[575]
[576]
[577]
[578]
[579]
[580]
[581]
[582]
[583]
[584]
[585]
[586]
[587]
[588]
[589]
[590]
[591]
[592]
[593]
[594]
[595]
[596]
[597]
[598]
[599]
[600]
[601]
[602]
[603]
[604]
[605]
[606]
[607]
[608]
[609]
[610]
[611]
[612]
[613]
[614]
[615]
[616]
[617]
[618]
[619]
[620]
[621]
[622]
[623]
[624]
[625]
[626]
[627]
[628]
[629]
[630]
[631]
[632]
[633]
[634]
[635]
[636]
[637]
[638]
[639]
[640]
[641]
[642]
[643]
[644]
[645]
[646]
[647]
[648]
[649]
[650]
[651]
[652]
[653]
[654]
[655]
[656]
[657]
[658]
[659]
[660]
[661]
[662]
[663]
[664]
[665]
[666]
[667]
[668]
[669]
[670]
[671]
[672]
[673]
[674]
[675]
[676]
[677]
[678]
[679]
[680]
[681]
[682]
[683]
[684]
[685]
[686]
[687]
[688]
[689]
[690]
[691]
[692]
[693]
[694]
[695]
[696]
[697]
[698]
[699]
[700]
[701]
[702]
[703]
[704]
[705]
[706]
[707]
[708]
[709]
[710]
[711]
[712]
[713]
[714]
[715]
[716]
[717]
[718]
[719]
[720]
[721]
[722]
[723]
[724]
[725]
[726]
[727]
[728]
[729]
[730]
[731]
[732]
[733]
[734]
[735]
[736]
[737]
[738]
[739]
[740]
[741]
[742]
[743]
[744]
[745]
[746]
[747]
[748]
[749]
[750]
[751]
[752]
[753]
[754]
[755]
[756]
[757]
[758]
[759]
[760]
[761]
[762]
[763]
[764]
[765]
[766]
[767]
[768]
[769]
[770]
[771]
[772]
[773]
[774]
[775]
[776]
[777]
[778]
[779]
[780]
[781]
[782]
[783]
[784]
[785]
[786]
[787]
[788]
[789]
[790]
[791]
[792]
[793]
[794]
[795]
[796]
[797]
[798]
[799]
[800]
[801]
[802]
[803]
[804]
[805]
[806]
[807]
[808]
[809]
[810]
[811]
[812]
[813]
[814]
[815]
[816]
[817]
[818]
[819]
[820]
[821]
[822]
[823]
[824]
[825]
[826]
[827]
[828]
[829]
[830]
[831]
[832]
[833]
[834]
[835]
[836]
[837]
[838]
[839]
[840]
[841]
[842]
[843]
[844]
[845]
[846]
[847]
[848]
[849]
[850]
[851]
[852]
[853]
[854]
[855]
[856]
[857]
[858]
[859]
[860]
[861]
[862]
[863]
[864]
[865]
[866]
[867]
[868]
[869]
[870]
[871]
[872]
[873]
[874]
[875]
[876]
[877]
[878]
[879]
[880]
[881]
[882]
[883]
[884]
[885]
[886]
[887]
[888]
[889]
[890]
[891]
[892]
[893]
[894]
[895]
[896]
[897]
[898]
[899]
[900]
[901]
[902]
[903]
[904]
[905]
[906]
[907]
[908]
[909]
[910]
[911]
[912]
[913]
[914]
[915]
[916]
[917]
[918]
[919]
[920]
[921]
[922]
[923]
[924]
[925]
[926]
[927]
[928]
[929]
[930]
[931]
[932]
[933]
[934]
[935]
[936]
[937]
[938]
[939]
[940]
[941]
[942]
[943]
[944]
[945]
[946]
[947]
[948]
[949]
[950]
[951]
[952]
[953]
[954]
[955]
[956]
[957]
[958]
[959]
[960]
[961]
[962]
[963]
[964]
[965]
[966]
[967]
[968]
[969]
[970]
[971]
[972]
[973]
[974]
[975]
[976]
[977]
[978]
[979]
[980]
[981]
[982]
[983]
[984]
[985]
[986]
[987]
[988]
[989]
[990]
[991]
[992]
[993]
[994]
[995]
[996]
[997]
[998]
[999]
[1000]
[1001]
[1002]
[1003]
[1004]
[1005]
[1006]
[1007]
[1008]
[1009]
[1010]
[1011]
[1012]
[1013]
[1014]
[1015]
[1016]
[1017]
[1018]
[1019]
[1020]
[1021]
[1022]
[1023]
[1024]
[1025]
[1026]
[1027]
[1028]
[1029]
[1030]
[1031]
[1032]
[1033]
[1034]
[1035]
[1036]
[1037]
[1038]
[1039]
[1040]
[1041]
[1042]
[1043]
[1044]
[1045]
[1046]
[1047]
[1048]
[1049]
[1050]
[1051]
[1052]
[1053]
[1054]
[1055]
[1056]
[1057]
[1058]
[1059]
[1060]
[1061]
[1062]
[1063]
[1064]
[1065]
[1066]
[1067]
[1068]
[1069]
[1070]
[1071]
[1072]
[1073]
[1074]
[1075]
[1076]
[1077]
[1078]
[1079]
[1080]
[1081]
[1082]
[1083]
[1084]
[1085]
[1086]
[1087]
[1088]
[1089]
[1090]
[1091]
[1092]
[1093]
[1094]
[1095]
[1096]
[1097]
[1098]
[1099]
[1100]
[1101]
[1102]
[1103]
[1104]
[1105]
[1106]
[1107]
[1108]
[1109]
[1110]
[1111]
[1112]
[1113]
[1114]
[1115]
[1116]
[1117]
[1118]
[1119]
[1120]
[1121]
[1122]
[1123]
[1124]
[1125]
[1126]
[1127]
[1128]
[1129]
[1130]
[1131]
[1132]
[1133]
[1134]
[1135]
[1136]
[1137]
[1138]
[1139]
[1140]
[1141]
[1142]
[1143]
[1144]
[1145]
[1146]
[1147]
[1148]
[1149]
[1150]
[1151]
[1152]
[1153]
[1154]
[1155]
[1156]
[1157]
[1158]
[1159]
[1160]
[1161]
[1162]
[1163]
[1164]
[1165]
[1166]
[1167]
[1168]
[1169]
[1170]
[1171]
[1172]
[1173]
[1174]
[1175]
[1176]
[1177]
[1178]
[1179]
[1180]
[1181]
[1182]
[1183]
[1184]
[1185]
[1186]
[1187]
[1188]
[1189]
[1190]
[1191]
[1192]
[1193]
[1194]
[1195]
[1196]
[1197]
[1198]
[1199]
[1200]
[1201]
[1202]
[1203]
[1204]
[1205]
[1206]
[1207]
[1208]
[1209]
[1210]
[1211]
[1212]
[1213]
[1214]
[1215]
[1216]
[1217]
[1218]
[1219]
[1220]
[1221]
[1222]
[1223]
[1224]
[1225]
[1226]
[1227]
[1228]
[1229]
[1230]
[1231]
[1232]
[1233]
[1234]
[1235]
[1236]
[1237]
[1238]
[1239]
[1240]
[1241]
[1242]
[1243]
[1244]
[1245]
[1246]
[1247]
[1248]
[1249]
[1250]
[1251]
[1252]
[1253]
[1254]
[1255]
[1256]
[1257]
[1258]
[1259]
[1260]
[1261]
[1262]
[1263]
[1264]
[1265]
[1266]
[1267]
[1268]
[1269]
[1270]
[1271]
[1272]
[1273]
[1274]
[1275]
[1276]
[1277]
[1278]
[1279]
[1280]
[1281]
[1282]
[1283]
[1284]
[1285]
[1286]
[1287]
[1288]
[1289]
[1290]
[1291]
[1292]
[1293]
[1294]
[1295]
[1296]
[1297]
[1298]
[1299]
[1300]
[1301]
[1302]
[1303]
[1304]
[1305]
[1306]
[1307]
[1308]
[1309]
[1310]
[1311]
[1312]
[1313]
[1314]
[1315]
[1316]
[1317]
[1318]
[1319]
[1320]
[1321]
[1322]
[1323]
[1324]
[1325]
[1326]
[1327]
[1328]
[1329]
[1330]
[1331]
[1332]
[1333]
[1334]
[1335]
[1336]
[1337]
[1338]
[1339]
[1340]
[1341]
[1342]
[1343]
[1344]
[1345]
[1346]
[1347]
[1348]
[1349]
[1350]
[1351]
[1352]
[1353]
[1354]
[1355]
[1356]
[1357]
[1358]
[1359]
[1360]
[1361]
[1362]
[1363]
[1364]
[1365]
[1366]
[1367]
[1368]
[1369]
[1370]
[1371]
[1372]
[1373]
[1374]
[1375]
[1376]
[1377]
[1378]
[1379]
[1380]
[1381]
[1382]
[1383]
[1384]
[1385]
[1386]
[1387]
[1388]
[1389]
[1390]
[1391]
[1392]
[1393]
[1394]
[1395]
[1396]
[1397]
[1398]
[1399]
[1400]
[1401]
[1402]
[1403]
[1404]
[1405]
[1406]
[1407]
[1408]
[1409]
[1410]
[1411]
[1412]
[1413]
[1414]
[1415]
[1416]
[1417]
[1418]
[1419]
[1420]
[1421]
[1422]
[1423]
[1424]
[1425]
[1426]
[1427]
[1428]
[1429]
[1430]
[1431]
[1432]
[1433]
[1434]
[1435]
[1436]
[1437]
[1438]
[1439]
[1440]
[1441]
[1442]
[1443]
[1444]
[1445]
[1446]
[1447]
[1448]
[1449]
[1450]
[1451]
[1452]
[1453]
[1454]
[1455]
[1456]
[1457]
[1458]
[1459]
[1460]
[1461]
[1462]
[1463]
[1464]
[1465]
[1466]
[1467]
[1468]
[1469]
[1470]
[1471]
[1472]
[1473]
[1474]
[1475]
[1476]
[1477]
[1478]
[1479]
[1480]
[1481]
[1482]
[1483]
[1484]
[1485]
[1486]
[1487]
[1488]
[1489]
[1490]
[1491]
[1492]
[1493]
[1494]
[1495]
[1496]
[1497]
[1498]
[1499]
[1500]
[1501]
[1502]
[1503]
[1504]
[1505]
[1506]
[1507]
[1508]
[1509]
[1510]
[1511]
[1512]
[1513]
[1514]
[1515]
[1516]
[1517]
[1518]
[1519]
[1520]
[1521]
[1522]
[1523]
[1524]
[1525]
[1526]
[1527]
[1528]
[1529]
[1530]
[1531]
[1532]
[1533]
[1534]
[1535]
[1536]
[1537]
[1538]
[1539]
[1540]
[1541]
[1542]
[1543]
[1544]
[1545]
[1546]
[1547]
[1548]
[1549]
[1550]
[1551]
[1552]
[1553]
[1554]
[1555]
[1556]
[1557]
[1558]
[1559]
[1560]
[1561]
[1562]
[1563]
[1564]
[1565]
[1566]
[1567]
[1568]
[1569]
[1570]
[1571]
[1572]
[1573]
[1574]
[1575]
[1576]
[1577]
[1578]
[1579]
[1580]
[1581]
[1582]
[1583]
[1584]
[1585]
[1586]
[1587]
[1588]
[1589]
[1590]
[1591]
[1592]
[1593]
[1594]
[1595]
[1596]
[1597]
[1598]
[1599]
[1600]
[1601]
[1602]
[1603]
[1604]
[1605]
[1606]
[1607]
[1608]
[1609]
[1610]
[1611]
[1612]
[1613]
[1614]
[1615]
[1616]
[1617]
[1618]
[1619]
[1620]
[1621]
[1622]
[1623]
[1624]
[1625]
[1626]
[1627]
[1628]
[1629]
[1630]
[1631]
[1632]
[1633]
[1634]
[1635]
[1636]
[1637]
[1638]
[1639]
[1640]
[1641]
[1642]
[1643]
[1644]
[1645]
[1646]
[1647]
[1648]
[1649]
[1650]
[1651]
[1652]
[1653]
[1654]
[1655]
[1656]
[1657]
[1658]
[1659]
[1660]
[1661]
[1662]
[1663]
[1664]
[1665]
[1666]
[1667]
[1668]
[1669]
[1670]
[1671]
[1672]
[1673]
[1674]
[1675]
[1676]
[1677]
[1678]
[1679]
[1680]
[1681]
[1682]
[1683]
[1684]
[1685]
[1686]
[1687]
[1688]
[1689]
[1690]
[1691]
[1692]
[1693]
[1694]
[1695]
[1696]
[1697]
[1698]
[1699]
[1700]
[1701]
[1702]
[1703]
[1704]
[1705]
[1706]
[1707]
[1708]
[1709]
[1710]
[1711]
[1712]
[1713]
[1714]
[1715]
[1716]
[1717]
[1718]
[1719]
[1720]
[1721]
[1722]
[1723]
[1724]
[1725]
[1726]
[1727]
[1728]
[1729]
[1730]
[1731]
[1732]
[1733]
[1734]
[1735]
[1736]
[1737]
[1738]
[1739]
[1740]
[1741]
[1742]
[1743]
[1744]
[1745]
[1746]
[1747]
[1748]
[1749]
[1750]
[1751]
[1752]
[1753]
[1754]
[1755]
[1756]
[1757]
[1758]
[1759]
[1760]
[1761]
[1762]
[1763]
[1764]
[1765]
[1766]
[1767]
[1768]
[1769]
[1770]
[1771]
[1772]
[1773]
[1774]
[1775]
[1776]
[1777]
[1778]
[1779]
[1780]
[1781]
[1782]
[1783]
[1784]
[1785]
[1786]
[1787]
[1788]
[1789]
[1790]
[1791]
[1792]
[1793]
[1794]
[1795]
[1796]
[1797]
[1798]
[1799]
[1800]
[1801]
[1802]
[1803]
[1804]
[1805]
[1806]
[1807]
[1808]
[1809]
[1810]
[1811]
[1812]
[1813]
[1814]
[1815]
[1816]
[1817]
[1818]
[1819]
[1820]
[1821]
[1822]
[1823]
[1824]
[1825]
[1826]
[1827]
[1828]
[1829]
[1830]
[1831]
[1832]
[1833]
[1834]
[1835]
[1836]
[1837]
[1838]
[1839]
[1840]
[1841]
[1842]
[1843]
[1844]
[1845]
[1846]
[1847]
[1848]
[1849]
[1850]
[1851]
[1852]
[1853]
[1854]
[1855]
[1856]
[1857]
[1858]
[1859]
[1860]
[1861]
[1862]
[1863]
[1864]
[1865]
[1866]
[1867]
[1868]
[1869]
[1870]
[1871]
[1872]
[1873]
[1874]
[1875]
[1876]
[1877]
[1878]
[1879]
[1880]
[1881]
[1882]
[1883]
[1884]
[1885]
[1886]
[1887]
[1888]
[1889]
[1890]
[1891]
[1892]
[1893]
[1894]
[1895]
[1896]
[1897]
[1898]
[1899]
[1900]
[1901]
[1902]
[1903]
[1904]
[1905]
[1906]
[1907]
[1908]
[1909]
[1910]
[1911]
[1912]
[1913]
[1914]
[1915]
[1916]
[1917]
[1918]
[1919]
[1920]
[1921]
[1922]
[1923]
[1924]
[1925]
[1926]
[1927]
[1928]
[1929]
[1930]
[1931]
[1932]
[1933]
[1934]
[1935]
[1936]
[1937]
[1938]
[1939]
[1940]
[1941]
[1942]
[1943]
[1944]
[1945]
[1946]
[1947]
[1948]
[1949]
[1950]
[1951]
[1952]
[1953]
[1954]
[1955]
[1956]
[1957]
[1958]
[1959]
[1960]
[1961]
[1962]
[1963]
[1964]
[1965]
[1966]
[1967]
[1968]
[1969]
[1970]
[1971]
[1972]
[1973]
[1974]
[1975]
[1976]
[1977]
[1978]
[1979]
[1980]
[1981]
[1982]
[1983]
[1984]
[1985]
[1986]
[1987]
[1988]
[1989]
[1990]
[1991]
[1992]
[1993]
[1994]
[1995]
[1996]
[1997]
[1998]
[1999]
[2000]
[2001]
[2002]
[2003]
[2004]
[2005]
[2006]
[2007]
[2008]
[2009]
[2010]
[2011]
[2012]
[2013]
[2014]
[2015]
[2016]
[2017]
[2018]
[2019]
[2020]
[2021]
[2022]
[2023]
[2024]
[2025]
[2026]
[2027]
[2028]
[2029]
[2030]
[2031]
[2032]
[2033]
[2034]
[2035]
[2036]
[2037]
[2038]
[2039]
[2040]
[2041]
[2042]
[2043]
[2044]
[2045]
[2046]
[2047]
[2048]
[2049]
[2050]
[2051]
[2052]
[2053]
[2054]
[2055]
[2056]
[2057]
[2058]
[2059]
[2060]
[2061]
[2062]
[2063]
[2064]
[2065]
[2066]
[2067]
[2068]
[2069]
[2070]
[2071]
[2072]
[2073]
[2074]
[2075]
[2076]
[2077]
[2078]
[2079]
[2080]
[2081]
[2082]
[2083]
[2084]
[2085]
[2086]
[2087]
[2088]
[2089]
[2090]
[2091]
[2092]
[2093]
[2094]
[2095]
[2096]
[2097]
[2098]
[2099]
[2100]
[2101]
[2102]
[2103]
[2104]
[2105]
[2106]
[2107]
[2108]
[2109]
[2110]
[2111]
[2112]
[2113]
[2114]
[2115]
[2116]
[2117]
[2118]
[2119]
[2120]
[2121]
[2122]
[2123]
[2124]
[2125]
[2126]
[2127]
[2128]
[2129]
[2130]
[2131]
[2132]
[2133]
[2134]
[2135]
[2136]
[2137]
[2138]
[2139]
[2140]
[2141]
[2142]
[2143]
[2144]
[2145]
[2146]
[2147]
[2148]
[2149]
[2150]
[2151]
[2152]
[2153]
[2154]
[2155]
[2156]
[2157]
[2158]
[2159]
[2160]
[2161]
[2162]
[2163]
[2164]
[2165]
[2166]
[2167]
[2168]
[2169]
[2170]
[2171]
[2172]
[2173]
[2174]
[2175]
[2176]
[2177]
[2178]
[2179]
[2180]
[2181]
[2182]
[2183]
[2184]
[2185]
[2186]
[2187]
[2188]
[2189]
[2190]
[2191]
[2192]
[2193]
[2194]
[2195]
[2196]
[2197]
[2198]
[2199]
[2200]
[2201]
[2202]
[2203]
[2204]
[2205]
[2206]
[2207]
[2208]
[2209]
[2210]
[2211]
[2212]
[2213]
[2214]
[2215]
[2216]
[2217]
[2218]
[2219]
[2220]
[2221]
[2222]
[2223]
[2224]
[2225]
[2226]
[2227]
[2228]
[2229]
[2230]
[2231]
[2232]
[2233]
[2234]
[2235]
[2236]
[2237]
[2238]
[2239]
[2240]
[2241]
[2242]
[2243]
[2244]
[2245]
[2246]
[2247]
[2248]
[2249]
[2250]
[2251]
[2252]
[2253]
[2254]
[2255]
[2256]
[2257]
[2258]
[2259]
[2260]
[2261]
[2262]
[2263]
[2264]
[2265]
[2266]
[2267]
[2268]
[2269]
[2270]
[2271]
[2272]
[2273]
[2274]
[2275]
[2276]
[2277]
[2278]
[2279]
[2280]
[2281]
[2282]
[2283]
[2284]
[2285]
[2286]
[2287]
[2288]
[2289]
[2290]
[2291]
[2292]
[2293]
[2294]
[2295]
[2296]
[2297]
[2298]
[2299]
[2300]
[2301]
[2302]
[2303]
[2304]
[2305]
[2306]
[2307]
[2308]
[2309]
[2310]
[2311]
[2312]
[2313]
[2314]
[2315]
[2316]
[2317]
[2318]
[2319]
[2320]
[2321]
[2322]
[2323]
[2324]
[2325]
[2326]
[2327]
[2328]
[2329]
[2330]
[2331]
[2332]
[2333]
[2334]
[2335]
[2336]
[2337]
[2338]
[2339]
[2340]
[2341]
[2342]
[2343]
[2344]
[2345]
[2346]
[2347]
[2348]
[2349]
[2350]
[2351]
[2352]
[2353]
[2354]
[2355]
[2356]
[2357]
[2358]
[2359]
[2360]
[2361]
[2362]
[2363]
[2364]
[2365]
[2366]
[2367]
[2368]
[2369]
[2370]
[2371]
[2372]
[2373]
[2374]
[2375]
[2376]
[2377]
[2378]
[2379]
[2380]
[2381]
[2382]
[2383]
[2384]
[2385]
[2386]
[2387]
[2388]
[2389]
[2390]
[2391]
[2392]
[2393]
[2394]
[2395]
[2396]
[2397]
[2398]
[2399]
[2400]
[2401]
[2402]
[2403]
[2404]
[2405]
[2406]
[2407]
[2408]
[2409]
[2410]
[2411]
[2412]
[2413]
[2414]
[2415]
[2416]
[2417]
[2418]
[2419]
[2420]
[2421]
[2422]
[2423]
[2424]
[2425]
[2426]
[2427]
[2428]
[2429]
[2430]
[2431]
[2432]
[2433]
[2434]
[2435]
[2436]
[2437]
[2438]
[2439]
[2440]
[2441]
[2442]
[2443]
[2444]
[2445]
[2446]
[2447]
[2448]
[2449]
[2450]
[2451]
[2452]
[2453]
[2454]
[2455]
[2456]
[2457]
[2458]
[2459]
[2460]
[2461]
[2462]
[2463]
[2464]
[2465]
[2466]
[2467]
[2468]
[2469]
[2470]
[2471]
[2472]
[2473]
[2474]
[2475]
[2476]
[2477]
[2478]
[2479]
[2480]
[2481]
[2482]
[2483]
[2484]
[2485]
[2486]
[2487]
[2488]
[2489]
[2490]
[2491]
[2492]
[2493]
[2494]
[2495]
[2496]
[2497]
[2498]
[2499]
[2500]
[2501]
[2502]
[2503]
[2504]
[2505]
[2506]
[2507]
[2508]
[2509]
[2510]
[2511]
[2512]
[2513]
[2514]
[2515]
[2516]
[2517]
[2518]
[2519]
[2520]
[2521]
[2522]
[2523]
[2524]
[2525]
[2526]
[2527]
[2528]
[2529]
[2530]
[2531]
[2532]
[2533]
[2534]
[2535]
[2536]
[2537]
[2538]
[2539]
[2540]
[2541]
[2542]
[2543]
[2544]
[2545]
[2546]
[2547]
[2548]
[2549]
[2550]
[2551]
[2552]
[2553]
[2554]
[2555]
[2556]
[2557]
[2558]
[2559]
[2560]
[2561]
[2562]
[2563]
[2564]
[2565]
[2566]
[2567]
[2568]
[2569]
[2570]
[2571]
[2572]
[2573]
[2574]
[2575]
[2576]
[2577]
[2578]
[2579]
[2580]
[2581]
[2582]
[2583]
[2584]
[2585]
[2586]
[2587]
[2588]
[2589]
[2590]
[2591]
[2592]
[2593]
[2594]
[2595]
[2596]
[2597]
[2598]
[2599]
[2600]
[2601]
[2602]
[2603]
[2604]
[2605]
[2606]
[2607]
[2608]
[2609]
[2610]
[2611]
[2612]
[2613]
[2614]
[2615]
[2616]
[2617]
[2618]
[2619]
[2620]
[2621]
[2622]
[2623]
[2624]
[2625]
[2626]
[2627]
[2628]
[2629]
[2630]
[2631]
[2632]
[2633]
[2634]
[2635]
[2636]
[2637]
[2638]
[2639]
[2640]
[2641]
[2642]
[2643]
[2644]
[2645]
[2646]
[2647]
[2648]
[2649]
[2650]
[2651]
[2652]
[2653]
[2654]
[2655]
[2656]
[2657]
[2658]
[2659]
[2660]
[2661]
[2662]
[2663]
[2664]
[2665]
[2666]
[2667]
[2668]
[2669]
[2670]
[2671]
[2672]
[2673]
[2674]
[2675]
[2676]
[2677]
[2678]
[2679]
[2680]
[2681]
[2682]
[2683]
[2684]
[2685]
[2686]
[2687]
[2688]
[2689]
[2690]
[2691]
[2692]
[2693]
[2694]
[2695]
[2696]
[2697]
[2698]
[2699]
[2700]
[2701]
[2702]
[2703]
[2704]
[2705]
[2706]
[2707]
[2708]
[2709]
[2710]
[2711]
[2712]
[2713]
[2714]
[2715]
[2716]
[2717]
[2718]
[2719]
[2720]
[2721]
[2722]
[2723]
[2724]
[2725]
[2726]
[2727]
[2728]
[2729]
[2730]
[2731]
[2732]
[2733]
[2734]
[2735]
[2736]
[2737]
[2738]
[2739]
[2740]
[2741]
[2742]
[2743]
[2744]
[2745]
[2746]
[2747]
[2748]
[2749]
[2750]
[2751]
[2752]
[2753]
[2754]
[2755]
[2756]
[2757]
[2758]
[2759]
[2760]
[2761]
[2762]
[2763]
[2764]
[2765]
[2766]
[2767]
[2768]
[2769]
[2770]
[2771]
[2772]
[2773]
[2774]
[2775]
[2776]
[2777]
[2778]
[2779]
[2780]
[2781]
[2782]
[2783]
[2784]
[2785]
[2786]
[2787]
[2788]
[2789]
[2790]
[2791]
[2792]
[2793]
[2794]
[2795]
[2796]
[2797]
[2798]
[2799]
[2800]
[2801]
[2802]
[2803]
[2804]
[2805]
[2806]
[2807]
[2808]
[2809]
[2810]
[2811]
[2812]
[2813]
[2814]
[2815]
[2816]
[2817]
[2818]
[2819]
[2820]
[2821]
[2822]
[2823]
[2824]
[2825]
[2826]
[2827]
[2828]
[2829]
[2830]
[2831]
[2832]
[2833]
[2834]
[2835]
[2836]
[2837]
[2838]
[2839]
[2840]
[2841]
[2842]
[2843]
[2844]
[2845]
[2846]
[2847]
[2848]
[2849]
[2850]
[2851]
[2852]
[2853]
[2854]
[2855]
[2856]
[2857]
[2858]
[2859]
[2860]
[2861]
[2862]
[2863]
[2864]
[2865]
[2866]
[2867]
[2868]
[2869]
[2870]
[2871]
[2872]
[2873]
[2874]
[2875]
[2876]
[2877]
[2878]
[2879]
[2880]
[2881]
[2882]
[2883]
[2884]
[2885]
[2886]
[2887]
[2888]
[2889]
[2890]
[2891]
[2892]
[2893]
[2894]
[2895]
[2896]
[2897]
[2898]
[2899]
[2900]
[2901]
[2902]
[2903]
[2904]
[2905]
[2906]
[2907]
[2908]
[2909]
[2910]
[2911]
[2912]
[2913]
[2914]
[2915]
[2916]
[2917]
[2918]
[2919]
[2920]
[2921]
[2922]
[2923]
[2924]
[2925]
[2926]
[2927]
[2928]
[2929]
[2930]
[2931]
[2932]
[2933]
[2934]
[2935]
[2936]
[2937]
[2938]
[2939]
[2940]
[2941]
[2942]
[2943]
[2944]
[2945]
[2946]
[2947]
[2948]
[2949]
[2950]
[2951]
[2952]
[2953]
[2954]
[2955]
[2956]
[2957]
[2958]
[2959]
[2960]
[2961]
[2962]
[2963]
[2964]
[2965]
[2966]
[2967]
[2968]
[2969]
[2970]
[2971]
[2972]
[2973]
[2974]
[2975]
[2976]
[2977]
[2978]
[2979]
[2980]
[2981]
[2982]
[2983]
[2984]
[2985]
[2986]
[2987]
[2988]
[2989]
[2990]
[2991]
[2992]
[2993]
[2994]
[2995]
[2996]
[2997]
[2998]
[2999]
[3000]
[3001]
[3002]
[3003]
[3004]
[3005]
[3006]
[3007]
[3008]
[3009]
[3010]
[3011]
[3012]
[3013]
[3014]
[3015]
[3016]
[3017]
[3018]
[3019]
[3020]
[3021]
[3022]
[3023]
[3024]
[3025]
[3026]
[3027]
[3028]
[3029]
[3030]
[3031]
[3032]
[3033]
[3034]
[3035]
[3036]
[3037]
[3038]
[3039]
[3040]
[3041]
[3042]
[3043]
[3044]
[3045]
[3046]
[3047]
[3048]
[3049]
[3050]
[3051]
[3052]
[3053]
[3054]
[3055]
[3056]
[3057]
[3058]
[3059]
[3060]
[3061]
[3062]
[3063]
[3064]
[3065]
[3066]
[3067]
[3068]
[3069]
[3070]
[3071]
[3072]
[3073]
[3074]
[3075]
[3076]
[3077]
[3078]
[3079]
[3080]
[3081]
[3082]
[3083]
[3084]
[3085]
[3086]
[3087]
[3088]
[3089]
[3090]
[3091]
[3092]
[3093]
[3094]
[3095]
[3096]
[3097]
[3098]
[3099]
[3100]
[3101]
[3102]
[3103]
[3104]
[3105]
[3106]
[3107]
[3108]
[3109]
[3110]
[3111]
[3112]
[3113]
[3114]
[3115]
[3116]
[3117]
[3118]
[3119]
[3120]
[3121]
[3122]
[3123]
[3124]
[3125]
[3126]
[3127]
[3128]
[3129]
[3130]
[3131]
[3132]
[3133]
[3134]
[3135]
[3136]
[3137]
[3138]
[3139]
[3140]
[3141]
[3142]
[3143]
[3144]
[3145]
[3146]
[3147]
[3148]
[3149]
[3150]
[3151]
[3152]
[3153]
[3154]
[3155]
[3156]
[3157]
[3158]
[3159]
[3160]
[3161]
[3162]
[3163]
[3164]
[3165]
[3166]
[3167]
[3168]
[3169]
[3170]
[3171]
[3172]
[3173]
[3174]
[3175]
[3176]
[3177]
[3178]
[3179]
[3180]
[3181]
[3182]
[3183]
[3184]
[3185]
[3186]
[3187]
[3188]
[3189]
[3190]
[3191]
[3192]
[3193]
[3194]
[3195]
[3196]
[3197]
[3198]
[3199]
[3200]
[3201]
[3202]
[3203]
[3204]
[3205]
[3206]
[3207]
[3208]
[3209]
[3210]
[3211]
[3212]
[3213]
[3214]
[3215]
[3216]
[3217]
[3218]
[3219]
[3220]
[3221]
[3222]
[3223]
[3224]
[3225]
[3226]
[3227]
[3228]
[3229]
[3230]
[3231]
[3232]
[3233]
[3234]
[3235]
[3236]
[3237]
[3238]
[3239]
[3240]
[3241]
[3242]
[3243]
[3244]
[3245]
[3246]
[3247]
[3248]
[3249]
[3250]
[3251]
[3252]
[3253]
[3254]
[3255]
[3256]
[3257]
[3258]
[3259]
[3260]
[3261]
[3262]
[3263]
[3264]
[3265]
[3266]
[3267]
[3268]
[3269]
[3270]
[3271]
[3272]
[3273]
[3274]
[3275]
[3276]
[3277]
[3278]
[3279]
[3280]
[3281]
[3282]
[3283]
[3284]
[3285]
[3286]
[3287]
[3288]
[3289]
[3290]
[3291]
[3292]
[3293]
[3294]
[3295]
[3296]
[3297]
[3298]
[3299]
[3300]
[3301]
[3302]
[3303]
[3304]
[3305]
[3306]
[3307]
[3308]
[3309]
[3310]
[3311]
[3312]
[3313]
[3314]
[3315]
[3316]
[3317]
[3318]
[3319]
[3320]
[3321]
[3322]
[3323]
[3324]
[3325]
[3326]
[3327]
[3328]
[3329]
[3330]
[3331]
[3332]
[3333]
[3334]
[3335]
[3336]
[3337]
[3338]
[3339]
[3340]
[3341]
[3342]
[3343]
[3344]
[3345]
[3346]
[3347]
[3348]
[3349]
[3350]
[3351]
[3352]
[3353]
[3354]
[3355]
[3356]
[3357]
[3358]
[3359]
[3360]
[3361]
[3362]
[3363]
[3364]
[3365]
[3366]
[3367]
[3368]
[3369]
[3370]
[3371]
[3372]
[3373]
[3374]
[3375]
[3376]
[3377]
[3378]
[3379]
[3380]
[3381]
[3382]
[3383]
[3384]
[3385]
[3386]
[3387]
[3388]
[3389]
[3390]
[3391]
[3392]
[3393]
[3394]
[3395]
[3396]
[3397]
[3398]
[3399]
[3400]
[3401]
[3402]
[3403]
[3404]
[3405]
[3406]
[3407]
[3408]
[3409]
[3410]
[3411]
[3412]
[3413]
[3414]
[3415]
[3416]
[3417]
[3418]
[3419]
[3420]
[3421]
[3422]
[3423]
[3424]
[3425]
[3426]
[3427]
[3428]
[3429]
[3430]
[3431]
[3432]
[3433]
[3434]
[3435]
[3436]
[3437]
[3438]
[3439]
[3440]
[3441]
[3442]
[3443]
[3444]
[3445]
[3446]
[3447]
[3448]
[3449]
[3450]
[3451]
[3452]
[3453]
[3454]
[3455]
[3456]
[3457]
[3458]
[3459]
[3460]
[3461]
[3462]
[3463]
[3464]
[3465]
[3466]
[3467]
[3468]
[3469]
[3470]
[3471]
[3472]
[3473]
[3474]
[3475]
[3476]
[3477]
[3478]
[3479]
[3480]
[3481]
[3482]
[3483]
[3484]
[3485]
[3486]
[3487]
[3488]
[3489]
[3490]
[3491]
[3492]
[3493]
[3494]
[3495]
[3496]
[3497]
[3498]
[3499]
[3500]
[3501]
[3502]
[3503]
[3504]
[3505]
[3506]
[3507]
[3508]
[3509]
[3510]
[3511]
[3512]
[3513]
[3514]
[3515]
[3516]
[3517]
[3518]
[3519]
[3520]
[3521]
[3522]
[3523]
[3524]
[3525]
[3526]
[3527]
[3528]
[3529]
[3530]
[3531]
[3532]
[3533]
[3534]
[3535]
[3536]
[3537]
[3538]
[3539]
[3540]
[3541]
[3542]
[3543]
[3544]
[3545]
[3546]
[3547]
[3548]
[3549]
[3550]
[3551]
[3552]
[3553]
[3554]
[3555]
[3556]
[3557]
[3558]
[3559]
[3560]
[3561]
[3562]
[3563]
[3564]
[3565]
[3566]
[3567]
[3568]
[3569]
[3570]
[3571]
[3572]
[3573]
[3574]
[3575]
[3576]
[3577]
[3578]
[3579]
[3580]
[3581]
[3582]
[3583]
[3584]
[3585]
[3586]
[3587]
[3588]
[3589]
[3590]
[3591]
[3592]
[3593]
[3594]
[3595]
[3596]
[3597]
[3598]
[3599]
[3600]
[3601]
[3602]
[3603]
[3604]
[3605]
[3606]
[3607]
[3608]
[3609]
[3610]
[3611]
[3612]
[3613]
[3614]
[3615]
[3616]
[3617]
[3618]
[3619]
[3620]
[3621]
[3622]
[3623]
[3624]
[3625]
[3626]
[3627]
[3628]
[3629]
[3630]
[3631]
[3632]
[3633]
[3634]
[3635]
[3636]
[3637]
[3638]
[3639]
[3640]
[3641]
[3642]
[3643]
[3644]
[3645]
[3646]
[3647]
[3648]
[3649]
[3650]
[3651]
[3652]
[3653]
[3654]
[3655]
[3656]
[3657]
[3658]
[3659]
[3660]
[3661]
[3662]
[3663]
[3664]
[3665]
[3666]
[3667]
[3668]
[3669]
[3670]
[3671]
[3672]
[3673]
[3674]
[3675]
[3676]
[3677]
[3678]
[3679]
[3680]
[3681]
[3682]
[3683]
[3684]
[3685]
[3686]
[3687]
[3688]
[3689]
[3690]
[3691]
[3692]
[3693]
[3694]
[3695]
[3696]
[3697]
[3698]
[3699]
[3700]
[3701]
[3702]
[3703]
[3704]
[3705]
[3706]
[3707]
[3708]
[3709]
[3710]
[3711]
[3712]
[3713]
[3714]
[3715]
[3716]
[3717]
[3718]
[3719]
[3720]
[3721]
[3722]
[3723]
[3724]
[3725]
[3726]
[3727]
[3728]
[3729]
[3730]
[3731]
[3732]
[3733]
[3734]
[3735]
[3736]
[3737]
[3738]
[3739]
[3740]
[3741]
[3742]
[3743]
[3744]
[3745]
[3746]
[3747]
[3748]
[3749]
[3750]
[3751]
[3752]
[3753]
[3754]
[3755]
[3756]
[3757]
[3758]
[3759]
[3760]
[3761]
[3762]
[3763]
[3764]
[3765]
[3766]
[3767]
[3768]
[3769]
[3770]
[3771]
[3772]
[3773]
[3774]
[3775]
[3776]
[3777]
[3778]
[3779]
[3780]
[3781]
[3782]
[3783]
[3784]
[3785]
[3786]
[3787]
[3788]
[3789]
[3790]
[3791]
[3792]
[3793]
[3794]
[3795]
[3796]
[3797]
[3798]
[3799]
[3800]
[3801]
[3802]
[3803]
[3804]
[3805]
[3806]
[3807]
[3808]
[3809]
[3810]
[3811]
[3812]
[3813]
[3814]
[3815]
[3816]
[3817]
[3818]
[3819]
[3820]
[3821]
[3822]
[3823]
[3824]
[3825]
[3826]
[3827]
[3828]
[3829]
[3830]
[3831]
[3832]
[3833]
[3834]
[3835]
[3836]
[3837]
[3838]
[3839]
[3840]
[3841]
[3842]
[3843]
[3844]
[3845]
[3846]
[3847]
[3848]
[3849]
[3850]
[3851]
[3852]
[3853]
[3854]
[3855]
[3856]
[3857]
[3858]
[3859]
[3860]
[3861]
[3862]
[3863]
[3864]
[3865]
[3866]
[3867]
[3868]
[3869]
[3870]
[3871]
[3872]
[3873]
[3874]
[3875]
[3876]
[3877]
[3878]
[3879]
[3880]
[3881]
[3882]
[3883]
[3884]
[3885]
[3886]
[3887]
[3888]
[3889]
[3890]
[3891]
[3892]
[3893]
[3894]
[3895]
[3896]
[3897]
[3898]
[3899]
[3900]
[3901]
[3902]
[3903]
[3904]
[3905]
[3906]
[3907]
[3908]
[3909]
[3910]
[3911]
[3912]
[3913]
[3914]
[3915]
[3916]
[3917]
[3918]
[3919]
[3920]
[3921]
[3922]
[3923]
[3924]
[3925]
[3926]
[3927]
[3928]
[3929]
[3930]
[3931]
[3932]
[3933]
[3934]
[3935]
[3936]
[3937]
[3938]
[3939]
[3940]
[3941]
[3942]
[3943]
[3944]
[3945]
[3946]
[3947]
[3948]
[3949]
[3950]
[3951]
[3952]
[3953]
[3954]
[3955]
[3956]
[3957]
[3958]
[3959]
[3960]
[3961]
[3962]
[3963]
[3964]
[3965]
[3966]
[3967]
[3968]
[3969]
[3970]
[3971]
[3972]
[3973]
[3974]
[3975]
[3976]
[3977]
[3978]
[3979]
[3980]
[3981]
[3982]
[3983]
[3984]
[3985]
[3986]
[3987]
[3988]
[3989]
[3990]
[3991]
[3992]
[3993]
[3994]
[3995]
[3996]
[3997]
[3998]
[3999]
[4000]
[4001]
[4002]
[4003]
[4004]
[4005]
[4006]
[4007]
[4008]
[4009]
[4010]
[4011]
[4012]
[4013]
[4014]
[4015]
[4016]
[4017]
[4018]
[4019]
[4020]
[4021]
[4022]
[4023]
[4024]
[4025]
[4026]
[4027]
[4028]
[4029]
[4030]
[4031]
[4032]
[4033]
[4034]
[4035]
[4036]
[4037]
[4038]
[4039]
[4040]
[4041]
[4042]
[4043]
[4044]
[4045]
[4046]
[4047]
[4048]
[4049]
[4050]
[4051]
[4052]
[4053]
[4054]
[4055]
[4056]
[4057]
[4058]
[4059]
[4060]
[4061]
[4062]
[4063]
[4064]
[4065]
[4066]
[4067]
[4068]
[4069]
[4070]
[4071]
[4072]
[4073]
[4074]
[4075]
[4076]
[4077]
[4078]
[4079]
[4080]
[4081]
[4082]
[4083]
[4084]
[4085]
[4086]
[4087]
[4088]
[4089]
[4090]
[4091]
[4092]
[4093]
[4094]
[4095]
[4096]
[4097]
[4098]
[4099]
[4100]
[4101]
[4102]
[4103]
[4104]
[4105]
[4106]
[4107]
[4108]
[4109]
[4110]
[4111]
[4112]
[4113]
[4114]
[4115]
[4116]
[4117]
[4118]
[4119]
[4120]
[4121]
[4122]
[4123]
[4124]
[4125]
[4126]
[4127]
[4128]
[4129]
[4130]
[4131]
[4132]
[4133]
[4134]
[4135]
[4136]
[4137]
[4138]
[4139]
[4140]
[4141]
[4142]
[4143]
[4144]
[4145]
[4146]
[4147]
[4148]
[4149]
[4150]
[4151]
[4152]
[4153]
[4154]
[4155]
[4156]
[4157]
[4158]
[4159]
[4160]
[4161]
[4162]
[4163]
[4164]
[4165]
[4166]
[4167]
[4168]
[4169]
[4170]
[4171]
[4172]
[4173]
[4174]
[4175]
[4176]
[4177]
[4178]
[4179]
[4180]
[4181]
[4182]
[4183]
[4184]
[4185]
[4186]
[4187]
[4188]
[4189]
[4190]
[4191]
[4192]
[4193]
[4194]
[4195]
[4196]
[4197]
[4198]
[4199]
[4200]
[4201]
[4202]
[4203]
[4204]
[4205]
[4206]
[4207]
[4208]
[4209]
[4210]
[4211]
[4212]
[4213]
[4214]
[4215]
[4216]
[4217]
[4218]
[4219]
[4220]
[4221]
[4222]
[4223]
[4224]
[4225]
[4226]
[4227]
[4228]
[4229]
[4230]
[4231]
[4232]
[4233]
[4234]
[4235]
[4236]
[4237]
[4238]
[4239]
[4240]
[4241]
[4242]
[4243]
[4244]
[4245]
[4246]
[4247]
[4248]
[4249]
[4250]
[4251]
[4252]
[4253]
[4254]
[4255]
[4256]
[4257]
[4258]
[4259]
[4260]
[4261]
[4262]
[4263]
[4264]
[4265]
[4266]
[4267]
[4268]
[4269]
[4270]
[4271]
[4272]
[4273]
[4274]
[4275]
[4276]
[4277]
[4278]
[4279]
[4280]
[4281]
[4282]
[4283]
[4284]
[4285]
[4286]
[4287]
[4288]
[4289]
[4290]
[4291]
[4292]
[4293]
[4294]
[4295]
[4296]
[4297]
[4298]
[4299]
[4300]
[4301]
[4302]
[4303]
[4304]
[4305]
[4306]
[4307]
[4308]
[4309]
[4310]
[4311]
[4312]
[4313]
[4314]
[4315]
[4316]
[4317]
[4318]
[4319]
[4320]
[4321]
[4322]
[4323]
[4324]
[4325]
[4326]
[4327]
[4328]
[4329]
[4330]
[4331]
[4332]
[4333]
[4334]
[4335]
[4336]
[4337]
[4338]
[4339]
[4340]
[4341]
[4342]
[4343]
[4344]
[4345]
[4346]
[4347]
[4348]
[4349]
[4350]
[4351]
[4352]
[4353]
[4354]
[4355]
[4356]
[4357]
[4358]
[4359]
[4360]
[4361]
[4362]
[4363]
[4364]
[4365]
[4366]
[4367]
[4368]
[4369]
[4370]
[4371]
[4372]
[4373]
[4374]
[4375]
[4376]
[4377]
[4378]
[4379]
[4380]
[4381]
[4382]
[4383]
[4384]
[4385]
[4386]
[4387]
[4388]
[4389]
[4390]
[4391]
[4392]
[4393]
[4394]
[4395]
[4396]
[4397]
[4398]
[4399]
[4400]
[4401]
[4402]
[4403]
[4404]
[4405]
[4406]
[4407]
[4408]
[4409]
[4410]
[4411]
[4412]
[4413]
[4414]
[4415]
[4416]
[4417]
[4418]
[4419]
[4420]
[4421]
[4422]
[4423]
[4424]
[4425]
[4426]
[4427]
[4428]
[4429]
[4430]
[4431]
[4432]
[4433]
[4434]
[4435]
[4436]
[4437]
[4438]
[4439]
[4440]
[4441]
[4442]
[4443]
[4444]
[4445]
[4446]
[4447]
[4448]
[4449]
[4450]
[4451]
[4452]
[4453]
[4454]
[4455]
[4456]
[4457]
[4458]
[4459]
[4460]
[4461]
[4462]
[4463]
[4464]
[4465]
[4466]
[4467]
[4468]
[4469]
[4470]
[4471]
[4472]
[4473]
[4474]
[4475]
[4476]
[4477]
[4478]
[4479]
[4480]
[4481]
[4482]
[4483]
[4484]
[4485]
[4486]
[4487]
[4488]
[4489]
[4490]
[4491]
[4492]
[4493]
[4494]
[4495]
[4496]
[4497]
[4498]
[4499]
[4500]
[4501]
[4502]
[4503]
[4504]
[4505]
[4506]
[4507]
[4508]
[4509]
[4510]
[4511]
[4512]
[4513]
[4514]
[4515]
[4516]
[4517]
[4518]
[4519]
[4520]
[4521]
[4522]
[4523]
[4524]
[4525]
[4526]
[4527]
[4528]
[4529]
[4530]
[4531]
[4532]
[4533]
[4534]
[4535]
[4536]
[4537]
[4538]
[4539]
[4540]
[4541]
[4542]
[4543]
[4544]
[4545]
[4546]
[4547]
[4548]
[4549]
[4550]
[4551]
[4552]
[4553]
[4554]
[4555]
[4556]
[4557]
[4558]
[4559]
[4560]
[4561]
[4562]
[4563]
[4564]
[4565]
[4566]
[4567]
[4568]
[4569]
[4570]
[4571]
[4572]
[4573]
[4574]
[4575]
[4576]
[4577]
[4578]
[4579]
[4580]
[4581]
[4582]
[4583]
[4584]
[4585]
[4586]
[4587]
[4588]
[4589]
[4590]
[4591]
[4592]
[4593]
[4594]
[4595]
[4596]
[4597]
[4598]
[4599]
[4600]
[4601]
[4602]
[4603]
[4604]
[4605]
[4606]
[4607]
[4608]
[4609]
[4610]
[4611]
[4612]
[4613]
[4614]
[4615]
[4616]
[4617]
[4618]
[4619]
[4620]
[4621]
[4622]
[4623]
[4624]
[4625]
[4626]
[4627]
[4628]
[4629]
[4630]
[4631]
[4632]
[4633]
[4634]
[4635]
[4636]
[4637]
[4638]
[4639]
[4640]
[4641]
[4642]
[4643]
[4644]
[4645]
[4646]
[4647]
[4648]
[4649]
[4650]
[4651]
[4652]
[4653]
[4654]
[4655]
[4656]
[4657]
[4658]
[4659]
[4660]
[4661]
[4662]
[4663]
[4664]
[4665]
[4666]
[4667]
[4668]
[4669]
[4670]
[4671]
[4672]
[4673]
[4674]
[4675]
[4676]
[4677]
[4678]
[4679]
[4680]
[4681]
[4682]
[4683]
[4684]
[4685]
[4686]
[4687]
[4688]
[4689]
[4690]
[4691]
[4692]
[4693]
[4694]
[4695]
[4696]
[4697]
[4698]
[4699]
[4700]
[4701]
[4702]
[4703]
[4704]
[4705]
[4706]
[4707]
[4708]
[4709]
[4710]
[4711]
[4712]
[4713]
[4714]
[4715]
[4716]
[4717]
[4718]
[4719]
[4720]
[4721]
[4722]
[4723]
[4724]
[4725]
[4726]
[4727]
[4728]
[4729]
[4730]
[4731]
[4732]
[4733]
[4734]
[4735]
[4736]
[4737]
[4738]
[4739]
[4740]
[4741]
[4742]
[4743]
[4744]
[4745]
[4746]
[4747]
[4748]
[4749]
[4750]
[4751]
[4752]
[4753]
[4754]
[4755]
[4756]
[4757]
[4758]
[4759]
[4760]
[4761]
[4762]
[4763]
[4764]
[4765]
[4766]
[4767]
[4768]
[4769]
[4770]
[4771]
[4772]
[4773]
[4774]
[4775]
[4776]
[4777]
[4778]
[4779]
[4780]
[4781]
[4782]
[4783]
[4784]
[4785]
[4786]
[4787]
[4788]
[4789]
[4790]
[4791]
[4792]
[4793]
[4794]
[4795]
[4796]
[4797]
[4798]
[4799]
[4800]
[4801]
[4802]
[4803]
[4804]
[4805]
[4806]
[4807]
[4808]
[4809]
[4810]
[4811]
[4812]
[4813]
[4814]
[4815]
[4816]
[4817]
[4818]
[4819]
[4820]
[4821]
[4822]
[4823]
[4824]
[4825]
[4826]
[4827]
[4828]
[4829]
[4830]
[4831]
[4832]
[4833]
[4834]
[4835]
[4836]
[4837]
[4838]
[4839]
[4840]
[4841]
[4842]
[4843]
[4844]
[4845]
[4846]
[4847]
[4848]
[4849]
[4850]
[4851]
[4852]
[4853]
[4854]
[4855]
[4856]
[4857]
[4858]
[4859]
[4860]
[4861]
[4862]
[4863]
[4864]
[4865]
[4866]
[4867]
[4868]
[4869]
[4870]
[4871]
[4872]
[4873]
[4874]
[4875]
[4876]
[4877]
[4878]
[4879]
[4880]
[4881]
[4882]
[4883]
[4884]
[4885]
[4886]
[4887]
[4888]
[4889]
[4890]
[4891]
[4892]
[4893]
[4894]
[4895]
[4896]
[4897]
[4898]
[4899]
[4900]
[4901]
[4902]
[4903]
[4904]
[4905]
[4906]
[4907]
[4908]
[4909]
[4910]
[4911]
[4912]
[4913]
[4914]
[4915]
[4916]
[4917]
[4918]
[4919]
[4920]
[4921]
[4922]
[4923]
[4924]
[4925]
[4926]
[4927]
[4928]
[4929]
[4930]
[4931]
[4932]
[4933]
[4934]
[4935]
[4936]
[4937]
[4938]
[4939]
[4940]
[4941]
[4942]
[4943]
[4944]
[4945]
[4946]
[4947]
[4948]
[4949]
[4950]
[4951]
[4952]
[4953]
[4954]
[4955]
[4956]
[4957]
[4958]
[4959]
[4960]
[4961]
[4962]
[4963]
[4964]
[4965]
[4966]
[4967]
[4968]
[4969]
[4970]
[4971]
[4972]
[4973]
[4974]
[4975]
[4976]
[4977]
[4978]
[4979]
[4980]
[4981]
[4982]
[4983]
[4984]
[4985]
[4986]
[4987]
[4988]
[4989]
[4990]
[4991]
[4992]
[4993]
[4994]
[4995]
[4996]
[4997]
[4998]
[4999]
[5000]
[5001]
[5002]
[5003]
[5004]
[5005]
[5006]
[5007]
[5008]
[5009]
[5010]
[5011]
[5012]
[5013]
[5014]
[5015]
[5016]
[5017]
[5018]
[5019]
[5020]
[5021]
[5022]
[5023]
[5024]
[5025]
[5026]
[5027]
[5028]
[5029]
[5030]
[5031]
[5032]
[5033]
[5034]
[5035]
[5036]
[5037]
[5038]
[5039]
[5040]
[5041]
[5042]
[5043]
[5044]
[5045]
[5046]
[5047]
[5048]
[5049]
[5050]
[5051]
[5052]
[5053]
[5054]
[5055]
[5056]
[5057]
[5058]
[5059]
[5060]
[5061]
[5062]
[5063]
[5064]
[5065]
[5066]
[5067]
[5068]
[5069]
[5070]
[5071]
[5072]
[5073]
[5074]
[5075]
[5076]
[5077]
[5078]
[5079]
[5080]
[5081]
[5082]
[5083]
[5084]
[5085]
[5086]
[5087]
[5088]
[5089]
[5090]
[5091]
[5092]
[5093]
[5094]
[5095]
[5096]
[5097]
[5098]
[5099]
[5100]
[5101]
[5102]
[5103]
[5104]
[5105]
[5106]
[5107]
[5108]
[5109]
[5110]
[5111]
[5112]
[5113]
[5114]
[5115]
[5116]
[5117]
[5118]
[5119]
[5120]
[5121]
[5122]
[5123]
[5124]
[5125]
[5126]
[5127]
[5128]
[5129]
[5130]
[5131]
[5132]
[5133]
[5134]
[5135]
[5136]
[5137]
[5138]
[5139]
[5140]
[5141]
[5142]
[5143]
[5144]
[5145]
[5146]
[5147]
[5148]
[5149]
[5150]
[5151]
[5152]
[5153]
[5154]
[5155]
[5156]
[5157]
[5158]
[5159]
[5160]
[5161]
[5162]
[5163]
[5164]
[5165]
[5166]
[5167]
[5168]
[5169]
[5170]
[5171]
[5172]
[5173]
[5174]
[5175]
[5176]
[5177]
[5178]
[5179]
[5180]
[5181]
[5182]
[5183]
[5184]
[5185]
[5186]
[5187]
[5188]
[5189]
[5190]
[5191]
[5192]
[5193]
[5194]
[5195]
[5196]
[5197]
[5198]
[5199]
[5200]
[5201]
[5202]
[5203]
[5204]
[5205]
[5206]
[5207]
[5208]
[5209]
[5210]
[5211]
[5212]
[5213]
[5214]
[5215]
[5216]
[5217]
[5218]
[5219]
[5220]
[5221]
[5222]
[5223]
[5224]
[5225]
[5226]
[5227]
[5228]
[5229]
[5230]
[5231]
[5232]
[5233]
[5234]
[5235]
[5236]
[5237]
[5238]
[5239]
[5240]
[5241]
[5242]
[5243]
[5244]
[5245]
[5246]
[5247]
[5248]
[5249]
[5250]
[5251]
[5252]
[5253]
[5254]
[5255]
[5256]
[5257]
[5258]
[5259]
[5260]
[5261]
[5262]
[5263]
[5264]
[5265]
[5266]
[5267]
[5268]
[5269]
[5270]
[5271]
[5272]
[5273]
[5274]
[5275]
[5276]
[5277]
[5278]
[5279]
[5280]
[5281]
[5282]
[5283]
[5284]
[5285]
[5286]
[5287]
[5288]
[5289]
[5290]
[5291]
[5292]
[5293]
[5294]
[5295]
[5296]
[5297]
[5298]
[5299]
[5300]
[5301]
[5302]
[5303]
[5304]
[5305]
[5306]
[5307]
[5308]
[5309]
[5310]
[5311]
[5312]
[5313]
[5314]
[5315]
[5316]
[5317]
[5318]
[5319]
[5320]
[5321]
[5322]
[5323]
[5324]
[5325]
[5326]
[5327]
[5328]
[5329]
[5330]
[5331]
[5332]
[5333]
[5334]
[5335]
[5336]
[5337]
[5338]
[5339]
[5340]
[5341]
[5342]
[5343]
[5344]
[5345]
[5346]
[5347]
[5348]
[5349]
[5350]
[5351]
[5352]
[5353]
[5354]
[5355]
[5356]
[5357]
[5358]
[5359]
[5360]
[5361]
[5362]
[5363]
[5364]
[5365]
[5366]
[5367]
[5368]
[5369]
[5370]
[5371]
[5372]
[5373]
[5374]
[5375]
[5376]
[5377]
[5378]
[5379]
[5380]
[5381]
[5382]
[5383]
[5384]
[5385]
[5386]
[5387]
[5388]
[5389]
[5390]
[5391]
[5392]
[5393]
[5394]
[5395]
[5396]
[5397]
[5398]
[5399]
[5400]
[5401]
[5402]
[5403]
[5404]
[5405]
[5406]
[5407]
[5408]
[5409]
[5410]
[5411]
[5412]
[5413]
[5414]
[5415]
[5416]
[5417]
[5418]
[5419]
[5420]
[5421]
[5422]
[5423]
[5424]
[5425]
[5426]
[5427]
[5428]
[5429]
[5430]
[5431]
[5432]
[5433]
[5434]
[5435]
[5436]
[5437]
[5438]
[5439]
[5440]
[5441]
[5442]
[5443]
[5444]
[5445]
[5446]
[5447]
[5448]
[5449]
[5450]
[5451]
[5452]
[5453]
[5454]
[5455]
[5456]
[5457]
[5458]
[5459]
[5460]
[5461]
[5462]
[5463]
[5464]
[5465]
[5466]
[5467]
[5468]
[5469]
[5470]
[5471]
[5472]
[5473]
[5474]
[5475]
[5476]
[5477]
[5478]
[5479]
[5480]
[5481]
[5482]
[5483]
[5484]
[5485]
[5486]
[5487]
[5488]
[5489]
[5490]
[5491]
[5492]
[5493]
[5494]
[5495]
[5496]
[5497]
[5498]
[5499]
[5500]
[5501]
[5502]
[5503]
[5504]
[5505]
[5506]
[5507]
[5508]
[5509]
[5510]
[5511]
[5512]
[5513]
[5514]
[5515]
[5516]
[5517]
[5518]
[5519]
[5520]
[5521]
[5522]
[5523]
[5524]
[5525]
[5526]
[5527]
[5528]
[5529]
[5530]
[5531]
[5532]
[5533]
[5534]
[5535]
[5536]
[5537]
[5538]
[5539]
[5540]
[5541]
[5542]
[5543]
[5544]
[5545]
[5546]
[5547]
[5548]
[5549]
[5550]
[5551]
[5552]
[5553]
[5554]
[5555]
[5556]
[5557]
[5558]
[5559]
[5560]
[5561]
[5562]
[5563]
[5564]
[5565]
[5566]
[5567]
[5568]
[5569]
[5570]
[5571]
[5572]
[5573]
[5574]
[5575]
[5576]
[5577]
[5578]
[5579]
[5580]
[5581]
[5582]
[5583]
[5584]
[5585]
[5586]
[5587]
[5588]
[5589]
[5590]
[5591]
[5592]
[5593]
[5594]
[5595]
[5596]
[5597]
[5598]
[5599]
[5600]
[5601]
[5602]
[5603]
[5604]
[5605]
[5606]
[5607]
[5608]
[5609]
[5610]
[5611]
[5612]
[5613]
[5614]
[5615]
[5616]
[5617]
[5618]
[5619]
[5620]
[5621]
[5622]
[5623]
[5624]
[5625]
[5626]
[5627]
[5628]
[5629]
[5630]
[5631]
[5632]
[5633]
[5634]
[5635]
[5636]
[5637]
[5638]
[5639]
[5640]
[5641]
[5642]
[5643]
[5644]
[5645]
[5646]
[5647]
[5648]
[5649]
[5650]
[5651]
[5652]
[5653]
[5654]
[5655]
[5656]
[5657]
[5658]
[5659]
[5660]
[5661]
[5662]
[5663]
[5664]
[5665]
[5666]
[5667]
[5668]
[5669]
[5670]
[5671]
[5672]
[5673]
[5674]
[5675]
[5676]
[5677]
[5678]
[5679]
[5680]
[5681]
[5682]
[5683]
[5684]
[5685]
[5686]
[5687]
[5688]
[5689]
[5690]
[5691]
[5692]
[5693]
[5694]
[5695]
[5696]
[5697]
[5698]
[5699]
[5700]
[5701]
[5702]
[5703]
[5704]
[5705]
[5706]
[5707]
[5708]
[5709]
[5710]
[5711]
[5712]
[5713]
[5714]
[5715]
[5716]
[5717]
[5718]
[5719]
[5720]
[5721]
[5722]
[5723]
[5724]
[5725]
[5726]
[5727]
[5728]
[5729]
[5730]
[5731]
[5732]
[5733]
[5734]
[5735]
[5736]
[5737]
[5738]
[5739]
[5740]
[5741]
[5742]
[5743]
[5744]
[5745]
[5746]
[5747]
[5748]
[5749]
[5750]
[5751]
[5752]
[5753]
[5754]
[5755]
[5756]
[5757]
[5758]
[5759]
[5760]
[5761]
[5762]
[5763]
[5764]
[5765]
[5766]
[5767]
[5768]
[5769]
[5770]
[5771]
[5772]
[5773]
[5774]
[5775]
[5776]
[5777]
[5778]
[5779]
[5780]
[5781]
[5782]
[5783]
[5784]
[5785]
[5786]
[5787]
[5788]
[5789]
[5790]
[5791]
[5792]
[5793]
[5794]
[5795]
[5796]
[5797]
[5798]
[5799]
[5800]
[5801]
[5802]
[5803]
[5804]
[5805]
[5806]
[5807]
[5808]
[5809]
[5810]
[5811]
[5812]
[5813]
[5814]
[5815]
[5816]
[5817]
[5818]
[5819]
[5820]
[5821]
[5822]
[5823]
[5824]
[5825]
[5826]
[5827]
[5828]
[5829]
[5830]
[5831]
[5832]
[5833]
[5834]
[5835]
[5836]
[5837]
[5838]
[5839]
[5840]
[5841]
[5842]
[5843]
[5844]
[5845]
[5846]
[5847]
[5848]
[5849]
[5850]
[5851]
[5852]
[5853]
[5854]
[5855]
[5856]
[5857]
[5858]
[5859]
[5860]
[5861]
[5862]
[5863]
[5864]
[5865]
[5866]
[5867]
[5868]
[5869]
[5870]
[5871]
[5872]
[5873]
[5874]
[5875]
[5876]
[5877]
[5878]
[5879]
[5880]
[5881]
[5882]
[5883]
[5884]
[5885]
[5886]
[5887]
[5888]
[5889]
[5890]
[5891]
[5892]
[5893]
[5894]
[5895]
[5896]
[5897]
[5898]
[5899]
[5900]
[5901]
[5902]
[5903]
[5904]
[5905]
[5906]
[5907]
[5908]
[5909]
[5910]
[5911]
[5912]
[5913]
[5914]
[5915]
[5916]
[5917]
[5918]
[5919]
[5920]
[5921]
[5922]
[5923]
[5924]
[5925]
[5926]
[5927]
[5928]
[5929]
[5930]
[5931]
[5932]
[5933]
[5934]
[5935]
[5936]
[5937]
[5938]
[5939]
[5940]
[5941]
[5942]
[5943]
[5944]
[5945]
[5946]
[5947]
[5948]
[5949]
[5950]
[5951]
[5952]
[5953]
[5954]
[5955]
[5956]
[5957]
[5958]
[5959]
[5960]
[5961]
[5962]
[5963]
[5964]
[5965]
[5966]
[5967]
[5968]
[5969]
[5970]
[5971]
[5972]
[5973]
[5974]
[5975]
[5976]
[5977]
[5978]
[5979]
[5980]
[5981]
[5982]
[5983]
[5984]
[5985]
[5986]
[5987]
[5988]
[5989]
[5990]
[5991]
[5992]
[5993]
[5994]
[5995]
[5996]
[5997]
[5998]
[5999]
[6000]
[6001]
[6002]
[6003]
[6004]
[6005]
[6006]
[6007]
[6008]
[6009]
[6010]
[6011]
[6012]
[6013]
[6014]
[6015]
[6016]
[6017]
[6018]
[6019]
[6020]
[6021]
[6022]
[6023]
[6024]
[6025]
[6026]
[6027]
[6028]
[6029]
[6030]
[6031]
[6032]
[6033]
[6034]
[6035]
[6036]
[6037]
[6038]
[6039]
[6040]
[6041]
[6042]
[6043]
[6044]
[6045]
[6046]
[6047]
[6048]
[6049]
[6050]
[6051]
[6052]
[6053]
[6054]
[6055]
[6056]
[6057]
[6058]
[6059]
[6060]
[6061]
[6062]
[6063]
[6064]
[6065]
[6066]
[6067]
[6068]
[6069]
[6070]
[6071]
[6072]
[6073]
[6074]
[6075]
[6076]
[6077]
[6078]
[6079]
[6080]
[6081]
[6082]
[6083]
[6084]
[6085]
[6086]
[6087]
[6088]
[6089]
[6090]
[6091]
[6092]
[6093]
[6094]
[6095]
[6096]
[6097]
[6098]
[6099]
[6100]
[6101]
[6102]
[6103]
[6104]
[6105]
[6106]
[6107]
[6108]
[6109]
[6110]
[6111]
[6112]
[6113]
[6114]
[6115]
[6116]
[6117]
[6118]
[6119]
[6120]
[6121]
[6122]
[6123]
[6124]
[6125]
[6126]
[6127]
[6128]
[6129]
[6130]
[6131]
[6132]
[6133]
[6134]
[6135]
[6136]
[6137]
[6138]
[6139]
[6140]
[6141]
[6142]
[6143]
[6144]
[6145]
[6146]
[6147]
[6148]
[6149]
[6150]
[6151]
[6152]
[6153]
[6154]
[6155]
[6156]
[6157]
[6158]
[6159]
[6160]
[6161]
[6162]
[6163]
[6164]
[6165]
[6166]
[6167]
[6168]
[6169]
[6170]
[6171]
[6172]
[6173]
[6174]
[6175]
[6176]
[6177]
[6178]
[6179]
[6180]
[6181]
[6182]
[6183]
[6184]
[6185]
[6186]
[6187]
[6188]
[6189]
[6190]
[6191]
[6192]
[6193]
[6194]
[6195]
[6196]
[6197]
[6198]
[6199]
[6200]
[6201]
[6202]
[6203]
[6204]
[6205]
[6206]
[6207]
[6208]
[6209]
[6210]
[6211]
[6212]
[6213]
[6214]
[6215]
[6216]
[6217]
[6218]
[6219]
[6220]
[6221]
[6222]
[6223]
[6224]
[6225]
[6226]
[6227]
[6228]
[6229]
[6230]
[6231]
[6232]
[6233]
[6234]
[6235]
[6236]
[6237]
[6238]
[6239]
[6240]
[6241]
[6242]
[6243]
[6244]
[6245]
[6246]
[6247]
[6248]
[6249]
[6250]
[6251]
[6252]
[6253]
[6254]
[6255]
[6256]
[6257]
[6258]
[6259]
[6260]
[6261]
[6262]
[6263]
[6264]
[6265]
[6266]
[6267]
[6268]
[6269]
[6270]
[6271]
[6272]
[6273]
[6274]
[6275]
[6276]
[6277]
[6278]
[6279]
[6280]
[6281]
[6282]
[6283]
[6284]
[6285]
[6286]
[6287]
[6288]
[6289]
[6290]
[6291]
[6292]
[6293]
[6294]
[6295]
[6296]
[6297]
[6298]
[6299]
[6300]
[6301]
[6302]
[6303]
[6304]
[6305]
[6306]
[6307]
[6308]
[6309]
[6310]
[6311]
[6312]
[6313]
[6314]
[6315]
[6316]
[6317]
[6318]
[6319]
[6320]
[6321]
[6322]
[6323]
[6324]
[6325]
[6326]
[6327]
[6328]
[6329]
[6330]
[6331]
[6332]
[6333]
[6334]
[6335]
[6336]
[6337]
[6338]
[6339]
[6340]
[6341]
[6342]
[6343]
[6344]
[6345]
[6346]
[6347]
[6348]
[6349]
[6350]
[6351]
[6352]
[6353]
[6354]
[6355]
[6356]
[6357]
[6358]
[6359]
[6360]
[6361]
[6362]
[6363]
[6364]
[6365]
[6366]
[6367]
[6368]
[6369]
[6370]
[6371]
[6372]
[6373]
[6374]
[6375]
[6376]
[6377]
[6378]
[6379]
[6380]
[6381]
[6382]
[6383]
[6384]
[6385]
[6386]
[6387]
[6388]
[6389]
[6390]
[6391]
[6392]
[6393]
[6394]
[6395]
[6396]
[6397]
[6398]
[6399]
[6400]
[6401]
[6402]
[6403]
[6404]
[6405]
[6406]
[6407]
[6408]
[6409]
[6410]
[6411]
[6412]
[6413]
[6414]
[6415]
[6416]
[6417]
[6418]
[6419]
[6420]
[6421]
[6422]
[6423]
[6424]
[6425]
[6426]
[6427]
[6428]
[6429]
[6430]
[6431]
[6432]
[6433]
[6434]
[6435]
[6436]
[6437]
[6438]
[6439]
[6440]
[6441]
[6442]
[6443]
[6444]
[6445]
[6446]
[6447]
[6448]
[6449]
[6450]
[6451]
[6452]
[6453]
[6454]
[6455]
[6456]
[6457]
[6458]
[6459]
[6460]
[6461]
[6462]
[6463]
[6464]
[6465]
[6466]
[6467]
[6468]
[6469]
[6470]
[6471]
[6472]
[6473]
[6474]
[6475]
[6476]
[6477]
[6478]
[6479]
[6480]
[6481]
[6482]
[6483]
[6484]
[6485]
[6486]
[6487]
[6488]
[6489]
[6490]
[6491]
[6492]
[6493]
[6494]
[6495]
[6496]
[6497]
[6498]
[6499]
[6500]
[6501]
[6502]
[6503]
[6504]
[6505]
[6506]
[6507]
[6508]
[6509]
[6510]
[6511]
[6512]
[6513]
[6514]
[6515]
[6516]
[6517]
[6518]
[6519]
[6520]
[6521]
[6522]
[6523]
[6524]
[6525]
[6526]
[6527]
[6528]
[6529]
[6530]
[6531]
[6532]
[6533]
[6534]
[6535]
[6536]
[6537]
[6538]
[6539]
[6540]
[6541]
[6542]
[6543]
[6544]
[6545]
[6546]
[6547]
[6548]
[6549]
[6550]
[6551]
[6552]
[6553]
[6554]
[6555]
[6556]
[6557]
[6558]
[6559]
[6560]
[6561]
[6562]
[6563]
[6564]
[6565]
[6566]
[6567]
[6568]
[6569]
[6570]
[6571]
[6572]
[6573]
[6574]
[6575]
[6576]
[6577]
[6578]
[6579]
[6580]
[6581]
[6582]
[6583]
[6584]
[6585]
[6586]
[6587]
[6588]
[6589]
[6590]
[6591]
[6592]
[6593]
[6594]
[6595]
[6596]
[6597]
[6598]
[6599]
[6600]
[6601]
[6602]
[6603]
[6604]
[6605]
[6606]
[6607]
[6608]
[6609]
[6610]
[6611]
[6612]
[6613]
[6614]
[6615]
[6616]
[6617]
[6618]
[6619]
[6620]
[6621]
[6622]
[6623]
[6624]
[6625]
[6626]
[6627]
[6628]
[6629]
[6630]
[6631]
[6632]
[6633]
[6634]
[6635]
[6636]
[6637]
[6638]
[6639]
[6640]
[6641]
[6642]
[6643]
[6644]
[6645]
[6646]
[6647]
[6648]
[6649]
[6650]
[6651]
[6652]
[6653]
[6654]
[6655]
[6656]
[6657]
[6658]
[6659]
[6660]
[6661]
[6662]
[6663]
[6664]
[6665]
[6666]
[6667]
[6668]
[6669]
[6670]
[6671]
[6672]
[6673]
[6674]
[6675]
[6676]
[6677]
[6678]
[6679]
[6680]
[6681]
[6682]
[6683]
[6684]
[6685]
[6686]
[6687]
[6688]
[6689]
[6690]
[6691]
[6692]
[6693]
[6694]
[6695]
[6696]
[6697]
[6698]
[6699]
[6700]
[6701]
[6702]
[6703]
[6704]
[6705]
[6706]
[6707]
[6708]
[6709]
[6710]
[6711]
[6712]
[6713]
[6714]
[6715]
[6716]
[6717]
[6718]
[6719]
[6720]
[6721]
[6722]
[6723]
[6724]
[6725]
[6726]
[6727]
[6728]
[6729]
[6730]
[6731]
[6732]
[6733]
[6734]
[6735]
[6736]
[6737]
[6738]
[6739]
[6740]
[6741]
[6742]
[6743]
[6744]
[6745]
[6746]
[6747]
[6748]
[6749]
[6750]
[6751]
[6752]
[6753]
[6754]
[6755]
[6756]
[6757]
[6758]
[6759]
[6760]
[6761]
[6762]
[6763]
[6764]
[6765]
[6766]
[6767]
[6768]
[6769]
[6770]
[6771]
[6772]
[6773]
[6774]
[6775]
[6776]
[6777]
[6778]
[6779]
[6780]
[6781]
[6782]
[6783]
[6784]
[6785]
[6786]
[6787]
[6788]
[6789]
[6790]
[6791]
[6792]
[6793]
[6794]
[6795]
[6796]
[6797]
[6798]
[6799]
[6800]
[6801]
[6802]
[6803]
[6804]
[6805]
[6806]
[6807]
[6808]
[6809]
[6810]
[6811]
[6812]
[6813]
[6814]
[6815]
[6816]
[6817]
[6818]
[6819]
[6820]
[6821]
[6822]
[6823]
[6824]
[6825]
[6826]
[6827]
[6828]
[6829]
[6830]
[6831]
[6832]
[6833]
[6834]
[6835]
[6836]
[6837]
[6838]
[6839]
[6840]
[6841]
[6842]
[6843]
[6844]
[6845]
[6846]
[6847]
[6848]
[6849]
[6850]
[6851]
[6852]
[6853]
[6854]
[6855]
[6856]
[6857]
[6858]
[6859]
[6860]
[6861]
[6862]
[6863]
[6864]
[6865]
[6866]
[6867]
[6868]
[6869]
[6870]
[6871]
[6872]
[6873]
[6874]
[6875]
[6876]
[6877]
[6878]
[6879]
[6880]
[6881]
[6882]
[6883]
[6884]
[6885]
[6886]
[6887]
[6888]
[6889]
[6890]
[6891]
[6892]
[6893]
[6894]
[6895]
[6896]
[6897]
[6898]
[6899]
[6900]
[6901]
[6902]
[6903]
[6904]
[6905]
[6906]
[6907]
[6908]
[6909]
[6910]
[6911]
[6912]
[6913]
[6914]
[6915]
[6916]
[6917]
[6918]
[6919]
[6920]
[6921]
[6922]
[6923]
[6924]
[6925]
[6926]
[6927]
[6928]
[6929]
[6930]
[6931]
[6932]
[6933]
[6934]
[6935]
[6936]
[6937]
[6938]
[6939]
[6940]
[6941]
[6942]
[6943]
[6944]
[6945]
[6946]
[6947]
[6948]
[6949]
[6950]
[6951]
[6952]
[6953]
[6954]
[6955]
[6956]
[6957]
[6958]
[6959]
[6960]
[6961]
[6962]
[6963]
[6964]
[6965]
[6966]
[6967]
[6968]
[6969]
[6970]
[6971]
[6972]
[6973]
[6974]
[6975]
[6976]
[6977]
[6978]
[6979]
[6980]
[6981]
[6982]
[6983]
[6984]
[6985]
[6986]
[6987]
[6988]
[6989]
[6990]
[6991]
[6992]
[6993]
[6994]
[6995]
[6996]
[6997]
[6998]
[6999]
[7000]
[7001]
[7002]
[7003]
[7004]
[7005]
[7006]
[7007]
[7008]
[7009]
[7010]
[7011]
[7012]
[7013]
[7014]
[7015]
[7016]
[7017]
[7018]
[7019]
[7020]
[7021]
[7022]
[7023]
[7024]
[7025]
[7026]
[7027]
[7028]
[7029]
[7030]
[7031]
[7032]
[7033]
[7034]
[7035]
[7036]
[7037]
[7038]
[7039]
[7040]
[7041]
[7042]
[7043]
[7044]
[7045]
[7046]
[7047]
[7048]
[7049]
[7050]
[7051]
[7052]
[7053]
[7054]
[7055]
[7056]
[7057]
[7058]
[7059]
[7060]
[7061]
[7062]
[7063]
[7064]
[7065]
[7066]
[7067]
[7068]
[7069]
[7070]
[7071]
[7072]
[7073]
[7074]
[7075]
[7076]
[7077]
[7078]
[7079]
[7080]
[7081]
[7082]
[7083]
[7084]
[7085]
[7086]
[7087]
[7088]
[7089]
[7090]
[7091]
[7092]
[7093]
[7094]
[7095]
[7096]
[7097]
[7098]
[7099]
[7100]
[7101]
[7102]
[7103]
[7104]
[7105]
[7106]
[7107]
[7108]
[7109]
[7110]
[7111]
[7112]
[7113]
[7114]
[7115]
[7116]
[7117]
[7118]
[7119]
[7120]
[7121]
[7122]
[7123]
[7124]
[7125]
[7126]
[7127]
[7128]
[7129]
[7130]
[7131]
[7132]
[7133]
[7134]
[7135]
[7136]
[7137]
[7138]
[7139]
[7140]
[7141]
[7142]
[7143]
[7144]
[7145]
[7146]
[7147]
[7148]
[7149]
[7150]
[7151]
[7152]
[7153]
[7154]
[7155]
[7156]
[7157]
[7158]
[7159]
[7160]
[7161]
[7162]
[7163]
[7164]
[7165]
[7166]
[7167]
[7168]
[7169]
[7170]
[7171]
[7172]
[7173]
[7174]
[7175]
[7176]
[7177]
[7178]
[7179]
[7180]
[7181]
[7182]
[7183]
[7184]
[7185]
[7186]
[7187]
[7188]
[7189]
[7190]
[7191]
[7192]
[7193]
[7194]
[7195]
[7196]
[7197]
[7198]
[7199]
[7200]
[7201]
[7202]
[7203]
[7204]
[7205]
[7206]
[7207]
[7208]
[7209]
[7210]
[7211]
[7212]
[7213]
[7214]
[7215]
[7216]
[7217]
[7218]
[7219]
[7220]
[7221]
[7222]
[7223]
[7224]
[7225]
[7226]
[7227]
[7228]
[7229]
[7230]
[7231]
[7232]
[7233]
[7234]
[7235]
[7236]
[7237]
[7238]
[7239]
[7240]
[7241]
[7242]
[7243]
[7244]
[7245]
[7246]
[7247]
[7248]
[7249]
[7250]
[7251]
[7252]
[7253]
[7254]
[7255]
[7256]
[7257]
[7258]
[7259]
[7260]
[7261]
[7262]
[7263]
[7264]
[7265]
[7266]
[7267]
[7268]
[7269]
[7270]
[7271]
[7272]
[7273]
[7274]
[7275]
[7276]
[7277]
[7278]
[7279]
[7280]
[7281]
[7282]
[7283]
[7284]
[7285]
[7286]
[7287]
[7288]
[7289]
[7290]
[7291]
[7292]
[7293]
[7294]
[7295]
[7296]
[7297]
[7298]
[7299]
[7300]
[7301]
[7302]
[7303]
[7304]
[7305]
[7306]
[7307]
[7308]
[7309]
[7310]
[7311]
[7312]
[7313]
[7314]
[7315]
[7316]
[7317]
[7318]
[7319]
[7320]
[7321]
[7322]
[7323]
[7324]
[7325]
[7326]
[7327]
[7328]
[7329]
[7330]
[7331]
[7332]
[7333]
[7334]
[7335]
[7336]
[7337]
[7338]
[7339]
[7340]
[7341]
[7342]
[7343]
[7344]
[7345]
[7346]
[7347]
[7348]
[7349]
[7350]
[7351]
[7352]
[7353]
[7354]
[7355]
[7356]
[7357]
[7358]
[7359]
[7360]
[7361]
[7362]
[7363]
[7364]
[7365]
[7366]
[7367]
[7368]
[7369]
[7370]
[7371]
[7372]
[7373]
[7374]
[7375]
[7376]
[7377]
[7378]
[7379]
[7380]
[7381]
[7382]
[7383]
[7384]
[7385]
[7386]
[7387]
[7388]
[7389]
[7390]
[7391]
[7392]
[7393]
[7394]
[7395]
[7396]
[7397]
[7398]
[7399]
[7400]
[7401]
[7402]
[7403]
[7404]
[7405]
[7406]
[7407]
[7408]
[7409]
[7410]
[7411]
[7412]
[7413]
[7414]
[7415]
[7416]
[7417]
[7418]
[7419]
[7420]
[7421]
[7422]
[7423]
[7424]
[7425]
[7426]
[7427]
[7428]
[7429]
[7430]
[7431]
[7432]
[7433]
[7434]
[7435]
[7436]
[7437]
[7438]
[7439]
[7440]
[7441]
[7442]
[7443]
[7444]
[7445]
[7446]
[7447]
[7448]
[7449]
[7450]
[7451]
[7452]
[7453]
[7454]
[7455]
[7456]
[7457]
[7458]
[7459]
[7460]
[7461]
[7462]
[7463]
[7464]
[7465]
[7466]
[7467]
[7468]
[7469]
[7470]
[7471]
[7472]
[7473]
[7474]
[7475]
[7476]
[7477]
[7478]
[7479]
[7480]
[7481]
[7482]
[7483]
[7484]
[7485]
[7486]
[7487]
[7488]
[7489]
[7490]
[7491]
[7492]
[7493]
[7494]
[7495]
[7496]
[7497]
[7498]
[7499]
[7500]
[7501]
[7502]
[7503]
[7504]
[7505]
[7506]
[7507]
[7508]
[7509]
[7510]
[7511]
[7512]
[7513]
[7514]
[7515]
[7516]
[7517]
[7518]
[7519]
[7520]
[7521]
[7522]
[7523]
[7524]
[7525]
[7526]
[7527]
[7528]
[7529]
[7530]
[7531]
[7532]
[7533]
[7534]
[7535]
[7536]
[7537]
[7538]
[7539]
[7540]
[7541]
[7542]
[7543]
[7544]
[7545]
[7546]
[7547]
[7548]
[7549]
[7550]
[7551]
[7552]
[7553]
[7554]
[7555]
[7556]
[7557]
[7558]
[7559]
[7560]
[7561]
[7562]
[7563]
[7564]
[7565]
[7566]
[7567]
[7568]
[7569]
[7570]
[7571]
[7572]
[7573]
[7574]
[7575]
[7576]
[7577]
[7578]
[7579]
[7580]
[7581]
[7582]
[7583]
[7584]
[7585]
[7586]
[7587]
[7588]
[7589]
[7590]
[7591]
[7592]
[7593]
[7594]
[7595]
[7596]
[7597]
[7598]
[7599]
[7600]
[7601]
[7602]
[7603]
[7604]
[7605]
[7606]
[7607]
[7608]
[7609]
[7610]
[7611]
[7612]
[7613]
[7614]
[7615]
[7616]
[7617]
[7618]
[7619]
[7620]
[7621]
[7622]
[7623]
[7624]
[7625]
[7626]
[7627]
[7628]
[7629]
[7630]
[7631]
[7632]
[7633]
[7634]
[7635]
[7636]
[7637]
[7638]
[7639]
[7640]
[7641]
[7642]
[7643]
[7644]
[7645]
[7646]
[7647]
[7648]
[7649]
[7650]
[7651]
[7652]
[7653]
[7654]
[7655]
[7656]
[7657]
[7658]
[7659]
[7660]
[7661]
[7662]
[7663]
[7664]
[7665]
[7666]
[7667]
[7668]
[7669]
[7670]
[7671]
[7672]
[7673]
[7674]
[7675]
[7676]
[7677]
[7678]
[7679]
[7680]
[7681]
[7682]
[7683]
[7684]
[7685]
[7686]
[7687]
[7688]
[7689]
[7690]
[7691]
[7692]
[7693]
[7694]
[7695]
[7696]
[7697]
[7698]
[7699]
[7700]
[7701]
[7702]
[7703]
[7704]
[7705]
[7706]
[7707]
[7708]
[7709]
[7710]
[7711]
[7712]
[7713]
[7714]
[7715]
[7716]
[7717]
[7718]
[7719]
[7720]
[7721]
[7722]
[7723]
[7724]
[7725]
[7726]
[7727]
[7728]
[7729]
[7730]
[7731]
[7732]
[7733]
[7734]
[7735]
[7736]
[7737]
[7738]
[7739]
[7740]
[7741]
[7742]
[7743]
[7744]
[7745]
[7746]
[7747]
[7748]
[7749]
[7750]
[7751]
[7752]
[7753]
[7754]
[7755]
[7756]
[7757]
[7758]
[7759]
[7760]
[7761]
[7762]
[7763]
[7764]
[7765]
[7766]
[7767]
[7768]
[7769]
[7770]
[7771]
[7772]
[7773]
[7774]
[7775]
[7776]
[7777]
[7778]
[7779]
[7780]
[7781]
[7782]
[7783]
[7784]
[7785]
[7786]
[7787]
[7788]
[7789]
[7790]
[7791]
[7792]
[7793]
[7794]
[7795]
[7796]
[7797]
[7798]
[7799]
[7800]
[7801]
[7802]
[7803]
[7804]
[7805]
[7806]
[7807]
[7808]
[7809]
[7810]
[7811]
[7812]
[7813]
[7814]
[7815]
[7816]
[7817]
[7818]
[7819]
[7820]
[7821]
[7822]
[7823]
[7824]
[7825]
[7826]
[7827]
[7828]
[7829]
[7830]
[7831]
[7832]
[7833]
[7834]
[7835]
[7836]
[7837]
[7838]
[7839]
[7840]
[7841]
[7842]
[7843]
[7844]
[7845]
[7846]
[7847]
[7848]
[7849]
[7850]
[7851]
[7852]
[7853]
[7854]
[7855]
[7856]
[7857]
[7858]
[7859]
[7860]
[7861]
[7862]
[7863]
[7864]
[7865]
[7866]
[7867]
[7868]
[7869]
[7870]
[7871]
[7872]
[7873]
[7874]
[7875]
[7876]
[7877]
[7878]
[7879]
[7880]
[7881]
[7882]
[7883]
[7884]
[7885]
[7886]
[7887]
[7888]
[7889]
[7890]
[7891]
[7892]
[7893]
[7894]
[7895]
[7896]
[7897]
[7898]
[7899]
[7900]
[7901]
[7902]
[7903]
[7904]
[7905]
[7906]
[7907]
[7908]
[7909]
[7910]
[7911]
[7912]
[7913]
[7914]
[7915]
[7916]
[7917]
[7918]
[7919]
[7920]
[7921]
[7922]
[7923]
[7924]
[7925]
[7926]
[7927]
[7928]
[7929]
[7930]
[7931]
[7932]
[7933]
[7934]
[7935]
[7936]
[7937]
[7938]
[7939]
[7940]
[7941]
[7942]
[7943]
[7944]
[7945]
[7946]
[7947]
[7948]
[7949]
[7950]
[7951]
[7952]
[7953]
[7954]
[7955]
[7956]
[7957]
[7958]
[7959]
[7960]
[7961]
[7962]
[7963]
[7964]
[7965]
[7966]
[7967]
[7968]
[7969]
[7970]
[7971]
[7972]
[7973]
[7974]
[7975]
[7976]
[7977]
[7978]
[7979]
[7980]
[7981]
[7982]
[7983]
[7984]
[7985]
[7986]
[7987]
[7988]
[7989]
[7990]
[7991]
[7992]
[7993]
[7994]
[7995]
[7996]
[7997]
[7998]
[7999]
[8000]
[8001]
[8002]
[8003]
[8004]
[8005]
[8006]
[8007]
[8008]
[8009]
[8010]
[8011]
[8012]
[8013]
[8014]
[8015]
[8016]
[8017]
[8018]
[8019]
[8020]
[8021]
[8022]
[8023]
[8024]
[8025]
[8026]
[8027]
[8028]
[8029]
[8030]
[8031]
[8032]
[8033]
[8034]
[8035]
[8036]
[8037]
[8038]
[8039]
[8040]
[8041]
[8042]
[8043]
[8044]
[8045]
[8046]
[8047]
[8048]
[8049]
[8050]
[8051]
[8052]
[8053]
[8054]
[8055]
[8056]
[8057]
[8058]
[8059]
[8060]
[8061]
[8062]
[8063]
[8064]
[8065]
[8066]
[8067]
[8068]
[8069]
[8070]
[8071]
[8072]
[8073]
[8074]
[8075]
[8076]
[8077]
[8078]
[8079]
[8080]
[8081]
[8082]
[8083]
[8084]
[8085]
[8086]
[8087]
[8088]
[8089]
[8090]
[8091]
[8092]
[8093]
[8094]
[8095]
[8096]
[8097]
[8098]
[8099]
[8100]
[8101]
[8102]
[8103]
[8104]
[8105]
[8106]
[8107]
[8108]
[8109]
[8110]
[8111]
[8112]
[8113]
[8114]
[8115]
[8116]
[8117]
[8118]
[8119]
[8120]
[8121]
[8122]
[8123]
[8124]
[8125]
[8126]
[8127]
[8128]
[8129]
[8130]
[8131]
[8132]
[8133]
[8134]
[8135]
[8136]
[8137]
[8138]
[8139]
[8140]
[8141]
[8142]
[8143]
[8144]
[8145]
[8146]
[8147]
[8148]
[8149]
[8150]
[8151]
[8152]
[8153]
[8154]
[8155]
[8156]
[8157]
[8158]
[8159]
[8160]
[8161]
[8162]
[8163]
[8164]
[8165]
[8166]
[8167]
[8168]
[8169]
[8170]
[8171]
[8172]
[8173]
[8174]
[8175]
[8176]
[8177]
[8178]
[8179]
[8180]
[8181]
[8182]
[8183]
[8184]
[8185]
[8186]
[8187]
[8188]
[8189]
[8190]
[8191]
[8192]
[8193]
[8194]
[8195]
[8196]
[8197]
[8198]
[8199]
[8200]
[8201]
[8202]
[8203]
[8204]
[8205]
[8206]
[8207]
[8208]
[8209]
[8210]
[8211]
[8212]
[8213]
[8214]
[8215]
[8216]
[8217]
[8218]
[8219]
[8220]
[8221]
[8222]
[8223]
[8224]
[8225]
[8226]
[8227]
[8228]
[8229]
[8230]
[8231]
[8232]
[8233]
[8234]
[8235]
[8236]
[8237]
[8238]
[8239]
[8240]
[8241]
[8242]
[8243]
[8244]
[8245]
[8246]
[8247]
[8248]
[8249]
[8250]
[8251]
[8252]
[8253]
[8254]
[8255]
[8256]
[8257]
[8258]
[8259]
[8260]
[8261]
[8262]
[8263]
[8264]
[8265]
[8266]
[8267]
[8268]
[8269]
[8270]
[8271]
[8272]
[8273]
[8274]
[8275]
[8276]
[8277]
[8278]
[8279]
[8280]
[8281]
[8282]
[8283]
[8284]
[8285]
[8286]
[8287]
[8288]
[8289]
[8290]
[8291]
[8292]
[8293]
[8294]
[8295]
[8296]
[8297]
[8298]
[8299]
[8300]
[8301]
[8302]
[8303]
[8304]
[8305]
[8306]
[8307]
[8308]
[8309]
[8310]
[8311]
[8312]
[8313]
[8314]
[8315]
[8316]
[8317]
[8318]
[8319]
[8320]
[8321]
[8322]
[8323]
[8324]
[8325]
[8326]
[8327]
[8328]
[8329]
[8330]
[8331]
[8332]
[8333]
[8334]
[8335]
[8336]
[8337]
[8338]
[8339]
[8340]
[8341]
[8342]
[8343]
[8344]
[8345]
[8346]
[8347]
[8348]
[8349]
[8350]
[8351]
[8352]
[8353]
[8354]
[8355]
[8356]
[8357]
[8358]
[8359]
[8360]
[8361]
[8362]
[8363]
[8364]
[8365]
[8366]
[8367]
[8368]
[8369]
[8370]
[8371]
[8372]
[8373]
[8374]
[8375]
[8376]
[8377]
[8378]
[8379]
[8380]
[8381]
[8382]
[8383]
[8384]
[8385]
[8386]
[8387]
[8388]
[8389]
[8390]
[8391]
[8392]
[8393]
[8394]
[8395]
[8396]
[8397]
[8398]
[8399]
[8400]
[8401]
[8402]
[8403]
[8404]
[8405]
[8406]
[8407]
[8408]
[8409]
[8410]
[8411]
[8412]
[8413]
[8414]
[8415]
[8416]
[8417]
[8418]
[8419]
[8420]
[8421]
[8422]
[8423]
[8424]
[8425]
[8426]
[8427]
[8428]
[8429]
[8430]
[8431]
[8432]
[8433]
[8434]
[8435]
[8436]
[8437]
[8438]
[8439]
[8440]
[8441]
[8442]
[8443]
[8444]
[8445]
[8446]
[8447]
[8448]
[8449]
[8450]
[8451]
[8452]
[8453]
[8454]
[8455]
[8456]
[8457]
[8458]
[8459]
[8460]
[8461]
[8462]
[8463]
[8464]
[8465]
[8466]
[8467]
[8468]
[8469]
[8470]
[8471]
[8472]
[8473]
[8474]
[8475]
[8476]
[8477]
[8478]
[8479]
[8480]
[8481]
[8482]
[8483]
[8484]
[8485]
[8486]
[8487]
[8488]
[8489]
[8490]
[8491]
[8492]
[8493]
[8494]
[8495]
[8496]
[8497]
[8498]
[8499]
[8500]
[8501]
[8502]
[8503]
[8504]
[8505]
[8506]
[8507]
[8508]
[8509]
[8510]
[8511]
[8512]
[8513]
[8514]
[8515]
[8516]
[8517]
[8518]
[8519]
[8520]
[8521]
[8522]
[8523]
[8524]
[8525]
[8526]
[8527]
[8528]
[8529]
[8530]
[8531]
[8532]
[8533]
[8534]
[8535]
[8536]
[8537]
[8538]
[8539]
[8540]
[8541]
[8542]
[8543]
[8544]
[8545]
[8546]
[8547]
[8548]
[8549]
[8550]
[8551]
[8552]
[8553]
[8554]
[8555]
[8556]
[8557]
[8558]
[8559]
[8560]
[8561]
[8562]
[8563]
[8564]
[8565]
[8566]
[8567]
[8568]
[8569]
[8570]
[8571]
[8572]
[8573]
[8574]
[8575]
[8576]
[8577]
[8578]
[8579]
[8580]
[8581]
[8582]
[8583]
[8584]
[8585]
[8586]
[8587]
[8588]
[8589]
[8590]
[8591]
[8592]
[8593]
[8594]
[8595]
[8596]
[8597]
[8598]
[8599]
[8600]
[8601]
[8602]
[8603]
[8604]
[8605]
[8606]
[8607]
[8608]
[8609]
[8610]
[8611]
[8612]
[8613]
[8614]
[8615]
[8616]
[8617]
[8618]
[8619]
[8620]
[8621]
[8622]
[8623]
[8624]
[8625]
[8626]
[8627]
[8628]
[8629]
[8630]
[8631]
[8632]
[8633]
[8634]
[8635]
[8636]
[8637]
[8638]
[8639]
[8640]
[8641]
[8642]
[8643]
[8644]
[8645]
[8646]
[8647]
[8648]
[8649]
[8650]
[8651]
[8652]
[8653]
[8654]
[8655]
[8656]
[8657]
[8658]
[8659]
[8660]
[8661]
[8662]
[8663]
[8664]
[8665]
[8666]
[8667]
[8668]
[8669]
[8670]
[8671]
[8672]
[8673]
[8674]
[8675]
[8676]
[8677]
[8678]
[8679]
[8680]
[8681]
[8682]
[8683]
[8684]
[8685]
[8686]
[8687]
[8688]
[8689]
[8690]
[8691]
[8692]
[8693]
[8694]
[8695]
[8696]
[8697]
[8698]
[8699]
[8700]
[8701]
[8702]
[8703]
[8704]
[8705]
[8706]
[8707]
[8708]
[8709]
[8710]
[8711]
[8712]
[8713]
[8714]
[8715]
[8716]
[8717]
[8718]
[8719]
[8720]
[8721]
[8722]
[8723]
[8724]
[8725]
[8726]
[8727]
[8728]
[8729]
[8730]
[8731]
[8732]
[8733]
[8734]
[8735]
[8736]
[8737]
[8738]
[8739]
[8740]
[8741]
[8742]
[8743]
[8744]
[8745]
[8746]
[8747]
[8748]
[8749]
[8750]
[8751]
[8752]
[8753]
[8754]
[8755]
[8756]
[8757]
[8758]
[8759]
[8760]

{"sheet":"Measure Gas Loadshape","index":12,"n_rows":17,"n_cols":32,"rows_kept":17,"merged":[[0,0,1,5]],"read":"bin_skipped_in_rows","flags":["formulas_cached_only","records_skipped"],"rows_in_doubt":{"n":1,"rows":[3]},"rows_in_doubt_other":0}
["Measure Gas Savings Loadshapes"]
[]
["Insert Monthly Loadshapes for each measure (Monthly, Units are therms)"]
["MeasureID",1]
["Month","Measure 1","","","","","","","","","","","","","","","","","","","","","","","","","","","","","",""]
[1,0]
[2,0]
[3,0]
[4,0]
[5,0]
[6,0]
[7,0]
[8,0]
[9,0]
[10,0]
[11,0]
[12,0]

{"sheet":"Copy Sheet","index":13,"n_rows":8776,"n_cols":47,"rows_kept":2250,"cut":true,"merged":[[70,0,70,4],[70,5,71,5]],"bounds":{"rows_first":1000,"rows_last":250,"rows_between":1000,"halvings":1},"flags":["formulas_cached_only"]}
["Program Number","Name ","Total Measures",2025,2026,2027,"Leave Blank","Leave Blank","Program Notes","Total Programs",1,"Total Bidder Payment",{"$nulls":4},"MeasureID",1,"","","","","","","","","","","","","","","","","","","","","","","","","","","","",""]
[1,"Enter program here",1,"","","","","","","Total Measures",1,1,{"$nulls":4},"Month","Measure 1","","","","","","","","","","","","","","","","","","","","","","","","","","","","",""]
["","","","","","","","","","Is Xcel Colorado the NWA Bidder?","No","",{"$nulls":4},1,0,"","","","","","","","","","","","","","","","","","","","","","","","","","","","",""]
["","","","","","","","","",null,null,"",{"$nulls":4},2,0,"","","","","","","","","","","","","","","","","","","","","","","","","","","","",""]
["","","","","","","","","",null,null,"",{"$nulls":4},3,0,"","","","","","","","","","","","","","","","","","","","","","","","","","","","",""]
["","","","","","","","","",null,null,"",{"$nulls":4},4,0,"","","","","","","","","","","","","","","","","","","","","","","","","","","","",""]
["Autogenerated MeasureID","Assign Program Here","Measure Name","Low Income Flag","Estimated Useful Lifetime (EUL) (years)","Incremental Measure Cost ($)","Participation",{"$nulls":4},"Proposed Incentives",{"$nulls":4},5,0,"","","","","","","","","","","","","","","","","","","","","","","","","","","","",""]
[{"$nulls":3},"(1: Yes / 0: No)",null,null,1,2,3,4,5,1,2,3,4,5,6,0,"","","","","","","","","","","","","","","","","","","","","","","","","","","","",""]
[1,"FTM Storage","16.5 MW/99 MWh (First Shift)","",10,"","","","","",1,"","","","","",7,0,"","","","","","","","","","","","","","","","","","","","","","","","","","","","",""]
[2,"FTM Storage","16.5 MW/66 MWh (Second Shift)","",10,"","","","","",1,"","","","","",8,0,"","","","","","","","","","","","","","","","","","","","","","","","","","","","",""]
[3,"FTM Storage","4.1 MW/24.6 MWh (First Shift)","",10,"","","","","",1,"","","","","",9,0,"","","","","","","","","","","","","","","","","","","","","","","","","","","","",""]
[4,"FTM Storage","4.1 MW/16.4 MWh (Second Shift)","",10,"","","","","",1,"","","","","",10,0,"","","","","","","","","","","","","","","","","","","","","","","","","","","","",""]
[5,"FTM Storage","0.7 MW/4.2 MWh (First Shift)","",10,"","","","","",1,"","","","","",11,0,"","","","","","","","","","","","","","","","","","","","","","","","","","","","",""]
[6,"FTM Storage","0.7 MW/2.8 MWh (Second Shift)","",10,"","","","","",1,"","","","","",12,0,"","","","","","","","","","","","","","","","","","","","","","","","","","","","",""]
["","","","","","","","","","","","","","","","","MeasureID",1,"","","","","","","","","","","","","","","","","","","","","","","","","","","","",""]
["","","","","","","","","","","","","","","","","Hour","Measure 1","","","","","","","","","","","","","","","","","","","","","","","","","","","","",""]
["","","","","","","","","","","","","","","","",1,"","","","","","","","","","","","","","","","","","","","","","","","","","","","","",""]
["","","","","","","","","","","","","","","","",2,"","","","","","","","","","","","","","","","","","","","","","","","","","","","","",""]
["","","","","","","","","","","","","","","","",3,"","","","","","","","","","","","","","","","","","","","","","","","","","","","","",""]
["","","","","","","","","","","","","","","","",4,"","","","","","","","","","","","","","","","","","","","","","","","","","","","","",""]
["","","","","","","","","","","","","","","","",5,"","","","","","","","","","","","","","","","","","","","","","","","","","","","","",""]
["","","","","","","","","","","","","","","","",6,"","","","","","","","","","","","","","","","","","","","","","","","","","","","","",""]
["","","","","","","","","","","","","","","","",7,"","","","","","","","","","","","","","","","","","","","","","","","","","","","","",""]
["","","","","","","","","","","","","","","","",8,"","","","","","","","","","","","","","","","","","","","","","","","","","","","","",""]
["","","","","","","","","","","","","","","","",9,"","","","","","","","","","","","","","","","","","","","","","","","","","","","","",""]
["","","","","","","","","","","","","","","","",10,"","","","","","","","","","","","","","","","","","","","","","","","","","","","","",""]
["","","","","","","","","","","","","","","","",11,"","","","","","","","","","","","","","","","","","","","","","","","","","","","","",""]
["","","","","","","","","","","","","","","","",12,"","","","","","","","","","","","","","","","","","","","","","","","","","","","","",""]
["","","","","","","","","","","","","","","","",13,"","","","","","","","","","","","","","","","","","","","","","","","","","","","","",""]
["","","","","","","","","","","","","","","","",14,"","","","","","","","","","","","","","","","","","","","","","","","","","","","","",""]
["","","","","","","","","","","","","","","","",15,"","","","","","","","","","","","","","","","","","","","","","","","","","","","","",""]
["","","","","","","","","","","","","","","","",16,"","","","","","","","","","","","","","","","","","","","","","","","","","","","","",""]
["","","","","","","","","","","","","","","","",17,"","","","","","","","","","","","","","","","","","","","","","","","","","","","","",""]
["","","","","","","","","","","","","","","","",18,"","","","","","","","","","","","","","","","","","","","","","","","","","","","","",""]
["","","","","","","","","","","","","","","","",19,"","","","","","","","","","","","","","","","","","","","","","","","","","","","","",""]
["","","","","","","","","","","","","","","","",20,"","","","","","","","","","","","","","","","","","","","","","","","","","","","","",""]
["","","","","","","","","","","","","","","","",21,"","","","","","","","","","","","","","","","","","","","","","","","","","","","","",""]
["","","","","","","","","","","","","","","","",22,"","","","","","","","","","","","","","","","","","","","","","","","","","","","","",""]
["Annual O&M Impact ($/year)","Does the Measure have a solar asset? ","",null,"Annual Average Host Customer Load (kW)",null,"Annual Average State of Charge for BESS (%)","Minimum Desired State of Charge for BESS (%)","Total Useable Energy Capacity  of BESS (kWh)",null,"Solar PV Array Nameplate Capacity (kW)","PV Array Capacity Factor (%)","Safety Factor to account for Intermittency (%)","Designate Customer Segmentation","Electric or Gas","Map to Device at Risk",23,"","","","","","","","","","","","","","","","","","","","","","","","","","","","","",""]
[{"$nulls":14},"(0: Gas/1: Electric/ 2: Both)",null,24,"","","","","","","","","","","","","","","","","","","","","","","","","","","","","",""]
["",1,0,"Leave Blank","","Leave Blank","","","","->",37000,0.17,0,"",1,"SEMP1952",25,"","","","","","","","","","","","","","","","","","","","","","","","","","","","","",""]
["",0,1,"Leave Blank","","->",0.63,0.1,62700,"Leave Blank","","","","",1,"SEMP1952",26,"","","","","","","","","","","","","","","","","","","","","","","","","","","","","",""]
["",0,1,"Leave Blank","","->",0.61,0.1,23370,"Leave Blank","","","","",1,"BROO2735",27,"","","","","","","","","","","","","","","","","","","","","","","","","","","","","",""]
["",0,1,"Leave Blank","","->",0.63,0.1,15580,"Leave Blank","","","","",1,"BROO2735",28,"","","","","","","","","","","","","","","","","","","","","","","","","","","","","",""]
["",0,1,"Leave Blank","","->",0.61,0.1,3990,"Leave Blank","","","","",1,"SEMP1955",29,"","","","","","","","","","","","","","","","","","","","","","","","","","","","","",""]
["",0,1,"Leave Blank","","->",0.63,0.1,2660,"Leave Blank","","","","",1,"SEMP1955",30,"","","","","","","","","","","","","","","","","","","","","","","","","","","","","",""]
["","","","","","Leave Blank","","","","Leave Blank","","","","","","",31,"","","","","","","","","","","","","","","","","","","","","","","","","","","","","",""]
["","","","","","Leave Blank","","","","Leave Blank","","","","","","",32,"","","","","","","","","","","","","","","","","","","","","","","","","","","","","",""]
["","","","","","Leave Blank","","","","Leave Blank","","","","","","",33,"","","","","","","","","","","","","","","","","","","","","","","","","","","","","",""]
["","","","","","Leave Blank","","","","Leave Blank","","","","","","",34,"","","","","","","","","","","","","","","","","","","","","","","","","","","","","",""]
["","","","","","Leave Blank","","","","Leave Blank","","","","","","",35,"","","","","","","","","","","","","","","","","","","","","","","","","","","","","",""]
["","","","","","Leave Blank","","","","Leave Blank","","","","","","",36,"","","","","","","","","","","","","","","","","","","","","","","","","","","","","",""]
["","","","","","Leave Blank","","","","Leave Blank","","","","","","",37,"","","","","","","","","","","","","","","","","","","","","","","","","","","","","",""]
["","","","","","Leave Blank","","","","Leave Blank","","","","","","",38,"","","","","","","","","","","","","","","","","","","","","","","","","","","","","",""]
["","","","","","Leave Blank","","","","Leave Blank","","","","","","",39,"","","","","","","","","","","","","","","","","","","","","","","","","","","","","",""]
["","","","","","Leave Blank","","","","Leave Blank","","","","","","",40,"","","","","","","","","","","","","","","","","","","","","","","","","","","","","",""]
["","","","","","Leave Blank","","","","Leave Blank","","","","","","",41,"","","","","","","","","","","","","","","","","","","","","","","","","","","","","",""]
["","","","","","Leave Blank","","","","Leave Blank","","","","","","",42,"","","","","","","","","","","","","","","","","","","","","","","","","","","","","",""]
["","","","","","Leave Blank","","","","Leave Blank","","","","","","",43,"","","","","","","","","","","","","","","","","","","","","","","","","","","","","",""]
["","","","","","Leave Blank","","","","Leave Blank","","","","","","",44,"","","","","","","","","","","","","","","","","","","","","","","","","","","","","",""]
["","","","","","Leave Blank","","","","Leave Blank","","","","","","",45,"","","","","","","","","","","","","","","","","","","","","","","","","","","","","",""]
["","","","","","Leave Blank","","","","Leave Blank","","","","","","",46,"","","","","","","","","","","","","","","","","","","","","","","","","","","","","",""]
["","","","","","Leave Blank","","","","Leave Blank","","","","","","",47,"","","","","","","","","","","","","","","","","","","","","","","","","","","","","",""]
["","","","","","Leave Blank","","","","Leave Blank","","","","","","",48,"","","","","","","","","","","","","","","","","","","","","","","","","","","","","",""]
["","","","","","Leave Blank","","","","Leave Blank","","","","","","",49,"","","","","","","","","","","","","","","","","","","","","","","","","","","","","",""]
["","","","","","Leave Blank","","","","Leave Blank","","","","","","",50,"","","","","","","","","","","","","","","","","","","","","","","","","","","","","",""]
["","","","","","Leave Blank","","","","Leave Blank","","","","","","",51,"","","","","","","","","","","","","","","","","","","","","","","","","","","","","",""]
["","","","","","Leave Blank","","","","Leave Blank","","","","","","",52,"","","","","","","","","","","","","","","","","","","","","","","","","","","","","",""]
["","","","","","Leave Blank","","","","Leave Blank","","","","","","",53,"","","","","","","","","","","","","","","","","","","","","","","","","","","","","",""]
["","","","","","Leave Blank","","","","Leave Blank","","","","","","",54,"","","","","","","","","","","","","","","","","","","","","","","","","","","","","",""]
["Proposed Annual Ongoing Incentives (Per Participant)",{"$nulls":4},"Meter Configuration of Measure \n(Front of the Meter/Behind the Meter)",{"$nulls":10},55,"","","","","","","","","","","","","","","","","","","","","","","","","","","","","",""]
[1,2,3,4,5,{"$nulls":11},56,"","","","","","","","","","","","","","","","","","","","","","","","","","","","","",""]
["","","","","","Front of the Meter",{"$nulls":10},57,"","","","","","","","","","","","","","","","","","","","","","","","","","","","","",""]
["","","","","","",{"$nulls":10},58,"","","","","","","","","","","","","","","","","","","","","","","","","","","","","",""]
["","","","","","",{"$nulls":10},59,"","","","","","","","","","","","","","","","","","","","","","","","","","","","","",""]
["","","","","","",{"$nulls":10},60,"","","","","","","","","","","","","","","","","","","","","","","","","","","","","",""]
["","","","","","",{"$nulls":10},61,"","","","","","","","","","","","","","","","","","","","","","","","","","","","","",""]
["","","","","","",{"$nulls":10},62,"","","","","","","","","","","","","","","","","","","","","","","","","","","","","",""]
["","","","","","",{"$nulls":10},63,"","","","","","","","","","","","","","","","","","","","","","","","","","","","","",""]
["","","","","","",{"$nulls":10},64,"","","","","","","","","","","","","","","","","","","","","","","","","","","","","",""]
["","","","","","",{"$nulls":10},65,"","","","","","","","","","","","","","","","","","","","","","","","","","","","","",""]
["","","","","","",{"$nulls":10},66,"","","","","","","","","","","","","","","","","","","","","","","","","","","","","",""]
["","","","","","",{"$nulls":10},67,"","","","","","","","","","","","","","","","","","","","","","","","","","","","","",""]
["","","","","","",{"$nulls":10},68,"","","","","","","","","","","","","","","","","","","","","","","","","","","","","",""]
["","","","","","",{"$nulls":10},69,"","","","","","","","","","","","","","","","","","","","","","","","","","","","","",""]
["","","","","","",{"$nulls":10},70,"","","","","","","","","","","","","","","","","","","","","","","","","","","","","",""]
["","","","","","",{"$nulls":10},71,"","","","","","","","","","","","","","","","","","","","","","","","","","","","","",""]
["","","","","","",{"$nulls":10},72,"","","","","","","","","","","","","","","","","","","","","","","","","","","","","",""]
["","","","","","",{"$nulls":10},73,"","","","","","","","","","","","","","","","","","","","","","","","","","","","","",""]
["","","","","","",{"$nulls":10},74,"","","","","","","","","","","","","","","","","","","","","","","","","","","","","",""]
["","","","","","",{"$nulls":10},75,"","","","","","","","","","","","","","","","","","","","","","","","","","","","","",""]
["","","","","","",{"$nulls":10},76,"","","","","","","","","","","","","","","","","","","","","","","","","","","","","",""]
["","","","","","",{"$nulls":10},77,"","","","","","","","","","","","","","","","","","","","","","","","","","","","","",""]
["","","","","","",{"$nulls":10},78,"","","","","","","","","","","","","","","","","","","","","","","","","","","","","",""]
["","","","","","",{"$nulls":10},79,"","","","","","","","","","","","","","","","","","","","","","","","","","","","","",""]
["","","","","","",{"$nulls":10},80,"","","","","","","","","","","","","","","","","","","","","","","","","","","","","",""]
["","","","","","",{"$nulls":10},81,"","","","","","","","","","","","","","","","","","","","","","","","","","","","","",""]
["","","","","","",{"$nulls":10},82,"","","","","","","","","","","","","","","","","","","","","","","","","","","","","",""]
["","","","","","",{"$nulls":10},83,"","","","","","","","","","","","","","","","","","","","","","","","","","","","","",""]
["","","","","","",{"$nulls":10},84,"","","","","","","","","","","","","","","","","","","","","","","","","","","","","",""]
["","","","","","",{"$nulls":10},85,"","","","","","","","","","","","","","","","","","","","","","","","","","","","","",""]
["","","","","","",{"$nulls":10},86,"","","","","","","","","","","","","","","","","","","","","","","","","","","","","",""]
[{"$nulls":16},87,"","","","","","","","","","","","","","","","","","","","","","","","","","","","","",""]
[{"$nulls":16},88,"","","","","","","","","","","","","","","","","","","","","","","","","","","","","",""]
[{"$nulls":16},89,"","","","","","","","","","","","","","","","","","","","","","","","","","","","","",""]
[{"$nulls":16},90,"","","","","","","","","","","","","","","","","","","","","","","","","","","","","",""]
[{"$nulls":16},91,"","","","","","","","","","","","","","","","","","","","","","","","","","","","","",""]
[{"$nulls":16},92,"","","","","","","","","","","","","","","","","","","","","","","","","","","","","",""]
[{"$nulls":16},93,"","","","","","","","","","","","","","","","","","","","","","","","","","","","","",""]
[{"$nulls":16},94,"","","","","","","","","","","","","","","","","","","","","","","","","","","","","",""]
[{"$nulls":16},95,"","","","","","","","","","","","","","","","","","","","","","","","","","","","","",""]
[{"$nulls":16},96,"","","","","","","","","","","","","","","","","","","","","","","","","","","","","",""]
[{"$nulls":16},97,"","","","","","","","","","","","","","","","","","","","","","","","","","","","","",""]
[{"$nulls":16},98,"","","","","","","","","","","","","","","","","","","","","","","","","","","","","",""]
[{"$nulls":16},99,"","","","","","","","","","","","","","","","","","","","","","","","","","","","","",""]
[{"$nulls":16},100,"","","","","","","","","","","","","","","","","","","","","","","","","","","","","",""]
[{"$nulls":16},101,"","","","","","","","","","","","","","","","","","","","","","","","","","","","","",""]
[{"$nulls":16},102,"","","","","","","","","","","","","","","","","","","","","","","","","","","","","",""]
[{"$nulls":16},103,"","","","","","","","","","","","","","","","","","","","","","","","","","","","","",""]
[{"$nulls":16},104,"","","","","","","","","","","","","","","","","","","","","","","","","","","","","",""]
[{"$nulls":16},105,"","","","","","","","","","","","","","","","","","","","","","","","","","","","","",""]
[{"$nulls":16},106,"","","","","","","","","","","","","","","","","","","","","","","","","","","","","",""]
[{"$nulls":16},107,"","","","","","","","","","","","","","","","","","","","","","","","","","","","","",""]
[{"$nulls":16},108,"","","","","","","","","","","","","","","","","","","","","","","","","","","","","",""]
[{"$nulls":16},109,"","","","","","","","","","","","","","","","","","","","","","","","","","","","","",""]
[{"$nulls":16},110,"","","","","","","","","","","","","","","","","","","","","","","","","","","","","",""]
[{"$nulls":16},111,"","","","","","","","","","","","","","","","","","","","","","","","","","","","","",""]
[{"$nulls":16},112,"","","","","","","","","","","","","","","","","","","","","","","","","","","","","",""]
[{"$nulls":16},113,"","","","","","","","","","","","","","","","","","","","","","","","","","","","","",""]
[{"$nulls":16},114,"","","","","","","","","","","","","","","","","","","","","","","","","","","","","",""]
[{"$nulls":16},115,"","","","","","","","","","","","","","","","","","","","","","","","","","","","","",""]
[{"$nulls":16},116,"","","","","","","","","","","","","","","","","","","","","","","","","","","","","",""]
[{"$nulls":16},117,"","","","","","","","","","","","","","","","","","","","","","","","","","","","","",""]
[{"$nulls":16},118,"","","","","","","","","","","","","","","","","","","","","","","","","","","","","",""]
[{"$nulls":16},119,"","","","","","","","","","","","","","","","","","","","","","","","","","","","","",""]
[{"$nulls":16},120,"","","","","","","","","","","","","","","","","","","","","","","","","","","","","",""]
[{"$nulls":16},121,"","","","","","","","","","","","","","","","","","","","","","","","","","","","","",""]
[{"$nulls":16},122,"","","","","","","","","","","","","","","","","","","","","","","","","","","","","",""]
[{"$nulls":16},123,"","","","","","","","","","","","","","","","","","","","","","","","","","","","","",""]
[{"$nulls":16},124,"","","","","","","","","","","","","","","","","","","","","","","","","","","","","",""]
[{"$nulls":16},125,"","","","","","","","","","","","","","","","","","","","","","","","","","","","","",""]
[{"$nulls":16},126,"","","","","","","","","","","","","","","","","","","","","","","","","","","","","",""]
[{"$nulls":16},127,"","","","","","","","","","","","","","","","","","","","","","","","","","","","","",""]
[{"$nulls":16},128,"","","","","","","","","","","","","","","","","","","","","","","","","","","","","",""]
[{"$nulls":16},129,"","","","","","","","","","","","","","","","","","","","","","","","","","","","","",""]
[{"$nulls":16},130,"","","","","","","","","","","","","","","","","","","","","","","","","","","","","",""]
[{"$nulls":16},131,"","","","","","","","","","","","","","","","","","","","","","","","","","","","","",""]
[{"$nulls":16},132,"","","","","","","","","","","","","","","","","","","","","","","","","","","","","",""]
[{"$nulls":16},133,"","","","","","","","","","","","","","","","","","","","","","","","","","","","","",""]
[{"$nulls":16},134,"","","","","","","","","","","","","","","","","","","","","","","","","","","","","",""]
[{"$nulls":16},135,"","","","","","","","","","","","","","","","","","","","","","","","","","","","","",""]
[{"$nulls":16},136,"","","","","","","","","","","","","","","","","","","","","","","","","","","","","",""]
[{"$nulls":16},137,"","","","","","","","","","","","","","","","","","","","","","","","","","","","","",""]
[{"$nulls":16},138,"","","","","","","","","","","","","","","","","","","","","","","","","","","","","",""]
[{"$nulls":16},139,"","","","","","","","","","","","","","","","","","","","","","","","","","","","","",""]
[{"$nulls":16},140,"","","","","","","","","","","","","","","","","","","","","","","","","","","","","",""]
[{"$nulls":16},141,"","","","","","","","","","","","","","","","","","","","","","","","","","","","","",""]
[{"$nulls":16},142,"","","","","","","","","","","","","","","","","","","","","","","","","","","","","",""]
[{"$nulls":16},143,"","","","","","","","","","","","","","","","","","","","","","","","","","","","","",""]
[{"$nulls":16},144,"","","","","","","","","","","","","","","","","","","","","","","","","","","","","",""]
[{"$nulls":16},145,"","","","","","","","","","","","","","","","","","","","","","","","","","","","","",""]
[{"$nulls":16},146,"","","","","","","","","","","","","","","","","","","","","","","","","","","","","",""]
[{"$nulls":16},147,"","","","","","","","","","","","","","","","","","","","","","","","","","","","","",""]
[{"$nulls":16},148,"","","","","","","","","","","","","","","","","","","","","","","","","","","","","",""]
[{"$nulls":16},149,"","","","","","","","","","","","","","","","","","","","","","","","","","","","","",""]
[{"$nulls":16},150,"","","","","","","","","","","","","","","","","","","","","","","","","","","","","",""]
[{"$nulls":16},151,"","","","","","","","","","","","","","","","","","","","","","","","","","","","","",""]
[{"$nulls":16},152,"","","","","","","","","","","","","","","","","","","","","","","","","","","","","",""]
[{"$nulls":16},153,"","","","","","","","","","","","","","","","","","","","","","","","","","","","","",""]
[{"$nulls":16},154,"","","","","","","","","","","","","","","","","","","","","","","","","","","","","",""]
[{"$nulls":16},155,"","","","","","","","","","","","","","","","","","","","","","","","","","","","","",""]
[{"$nulls":16},156,"","","","","","","","","","","","","","","","","","","","","","","","","","","","","",""]
[{"$nulls":16},157,"","","","","","","","","","","","","","","","","","","","","","","","","","","","","",""]
[{"$nulls":16},158,"","","","","","","","","","","","","","","","","","","","","","","","","","","","","",""]
[{"$nulls":16},159,"","","","","","","","","","","","","","","","","","","","","","","","","","","","","",""]
[{"$nulls":16},160,"","","","","","","","","","","","","","","","","","","","","","","","","","","","","",""]
[{"$nulls":16},161,"","","","","","","","","","","","","","","","","","","","","","","","","","","","","",""]
[{"$nulls":16},162,"","","","","","","","","","","","","","","","","","","","","","","","","","","","","",""]
[{"$nulls":16},163,"","","","","","","","","","","","","","","","","","","","","","","","","","","","","",""]
[{"$nulls":16},164,"","","","","","","","","","","","","","","","","","","","","","","","","","","","","",""]
[{"$nulls":16},165,"","","","","","","","","","","","","","","","","","","","","","","","","","","","","",""]
[{"$nulls":16},166,"","","","","","","","","","","","","","","","","","","","","","","","","","","","","",""]
[{"$nulls":16},167,"","","","","","","","","","","","","","","","","","","","","","","","","","","","","",""]
[{"$nulls":16},168,"","","","","","","","","","","","","","","","","","","","","","","","","","","","","",""]
[{"$nulls":16},169,"","","","","","","","","","","","","","","","","","","","","","","","","","","","","",""]
[{"$nulls":16},170,"","","","","","","","","","","","","","","","","","","","","","","","","","","","","",""]
[{"$nulls":16},171,"","","","","","","","","","","","","","","","","","","","","","","","","","","","","",""]
[{"$nulls":16},172,"","","","","","","","","","","","","","","","","","","","","","","","","","","","","",""]
[{"$nulls":16},173,"","","","","","","","","","","","","","","","","","","","","","","","","","","","","",""]
[{"$nulls":16},174,"","","","","","","","","","","","","","","","","","","","","","","","","","","","","",""]
[{"$nulls":16},175,"","","","","","","","","","","","","","","","","","","","","","","","","","","","","",""]
[{"$nulls":16},176,"","","","","","","","","","","","","","","","","","","","","","","","","","","","","",""]
[{"$nulls":16},177,"","","","","","","","","","","","","","","","","","","","","","","","","","","","","",""]
[{"$nulls":16},178,"","","","","","","","","","","","","","","","","","","","","","","","","","","","","",""]
[{"$nulls":16},179,"","","","","","","","","","","","","","","","","","","","","","","","","","","","","",""]
[{"$nulls":16},180,"","","","","","","","","","","","","","","","","","","","","","","","","","","","","",""]
[{"$nulls":16},181,"","","","","","","","","","","","","","","","","","","","","","","","","","","","","",""]
[{"$nulls":16},182,"","","","","","","","","","","","","","","","","","","","","","","","","","","","","",""]
[{"$nulls":16},183,"","","","","","","","","","","","","","","","","","","","","","","","","","","","","",""]
[{"$nulls":16},184,"","","","","","","","","","","","","","","","","","","","","","","","","","","","","",""]
[{"$nulls":16},185,"","","","","","","","","","","","","","","","","","","","","","","","","","","","","",""]
[{"$nulls":16},186,"","","","","","","","","","","","","","","","","","","","","","","","","","","","","",""]
[{"$nulls":16},187,"","","","","","","","","","","","","","","","","","","","","","","","","","","","","",""]
[{"$nulls":16},188,"","","","","","","","","","","","","","","","","","","","","","","","","","","","","",""]
[{"$nulls":16},189,"","","","","","","","","","","","","","","","","","","","","","","","","","","","","",""]
[{"$nulls":16},190,"","","","","","","","","","","","","","","","","","","","","","","","","","","","","",""]
[{"$nulls":16},191,"","","","","","","","","","","","","","","","","","","","","","","","","","","","","",""]
[{"$nulls":16},192,"","","","","","","","","","","","","","","","","","","","","","","","","","","","","",""]
[{"$nulls":16},193,"","","","","","","","","","","","","","","","","","","","","","","","","","","","","",""]
[{"$nulls":16},194,"","","","","","","","","","","","","","","","","","","","","","","","","","","","","",""]
[{"$nulls":16},195,"","","","","","","","","","","","","","","","","","","","","","","","","","","","","",""]
[{"$nulls":16},196,"","","","","","","","","","","","","","","","","","","","","","","","","","","","","",""]
[{"$nulls":16},197,"","","","","","","","","","","","","","","","","","","","","","","","","","","","","",""]
[{"$nulls":16},198,"","","","","","","","","","","","","","","","","","","","","","","","","","","","","",""]
[{"$nulls":16},199,"","","","","","","","","","","","","","","","","","","","","","","","","","","","","",""]
[{"$nulls":16},200,"","","","","","","","","","","","","","","","","","","","","","","","","","","","","",""]
[{"$nulls":16},201,"","","","","","","","","","","","","","","","","","","","","","","","","","","","","",""]
[{"$nulls":16},202,"","","","","","","","","","","","","","","","","","","","","","","","","","","","","",""]
[{"$nulls":16},203,"","","","","","","","","","","","","","","","","","","","","","","","","","","","","",""]
[{"$nulls":16},204,"","","","","","","","","","","","","","","","","","","","","","","","","","","","","",""]
[{"$nulls":16},205,"","","","","","","","","","","","","","","","","","","","","","","","","","","","","",""]
[{"$nulls":16},206,"","","","","","","","","","","","","","","","","","","","","","","","","","","","","",""]
[{"$nulls":16},207,"","","","","","","","","","","","","","","","","","","","","","","","","","","","","",""]
[{"$nulls":16},208,"","","","","","","","","","","","","","","","","","","","","","","","","","","","","",""]
[{"$nulls":16},209,"","","","","","","","","","","","","","","","","","","","","","","","","","","","","",""]
[{"$nulls":16},210,"","","","","","","","","","","","","","","","","","","","","","","","","","","","","",""]
[{"$nulls":16},211,"","","","","","","","","","","","","","","","","","","","","","","","","","","","","",""]
[{"$nulls":16},212,"","","","","","","","","","","","","","","","","","","","","","","","","","","","","",""]
[{"$nulls":16},213,"","","","","","","","","","","","","","","","","","","","","","","","","","","","","",""]
[{"$nulls":16},214,"","","","","","","","","","","","","","","","","","","","","","","","","","","","","",""]
[{"$nulls":16},215,"","","","","","","","","","","","","","","","","","","","","","","","","","","","","",""]
[{"$nulls":16},216,"","","","","","","","","","","","","","","","","","","","","","","","","","","","","",""]
[{"$nulls":16},217,"","","","","","","","","","","","","","","","","","","","","","","","","","","","","",""]
[{"$nulls":16},218,"","","","","","","","","","","","","","","","","","","","","","","","","","","","","",""]
[{"$nulls":16},219,"","","","","","","","","","","","","","","","","","","","","","","","","","","","","",""]
[{"$nulls":16},220,"","","","","","","","","","","","","","","","","","","","","","","","","","","","","",""]
[{"$nulls":16},221,"","","","","","","","","","","","","","","","","","","","","","","","","","","","","",""]
[{"$nulls":16},222,"","","","","","","","","","","","","","","","","","","","","","","","","","","","","",""]
[{"$nulls":16},223,"","","","","","","","","","","","","","","","","","","","","","","","","","","","","",""]
[{"$nulls":16},224,"","","","","","","","","","","","","","","","","","","","","","","","","","","","","",""]
[{"$nulls":16},225,"","","","","","","","","","","","","","","","","","","","","","","","","","","","","",""]
[{"$nulls":16},226,"","","","","","","","","","","","","","","","","","","","","","","","","","","","","",""]
[{"$nulls":16},227,"","","","","","","","","","","","","","","","","","","","","","","","","","","","","",""]
[{"$nulls":16},228,"","","","","","","","","","","","","","","","","","","","","","","","","","","","","",""]
[{"$nulls":16},229,"","","","","","","","","","","","","","","","","","","","","","","","","","","","","",""]
[{"$nulls":16},230,"","","","","","","","","","","","","","","","","","","","","","","","","","","","","",""]
[{"$nulls":16},231,"","","","","","","","","","","","","","","","","","","","","","","","","","","","","",""]
[{"$nulls":16},232,"","","","","","","","","","","","","","","","","","","","","","","","","","","","","",""]
[{"$nulls":16},233,"","","","","","","","","","","","","","","","","","","","","","","","","","","","","",""]
[{"$nulls":16},234,"","","","","","","","","","","","","","","","","","","","","","","","","","","","","",""]
[{"$nulls":16},235,"","","","","","","","","","","","","","","","","","","","","","","","","","","","","",""]
[{"$nulls":16},236,"","","","","","","","","","","","","","","","","","","","","","","","","","","","","",""]
[{"$nulls":16},237,"","","","","","","","","","","","","","","","","","","","","","","","","","","","","",""]
[{"$nulls":16},238,"","","","","","","","","","","","","","","","","","","","","","","","","","","","","",""]
[{"$nulls":16},239,"","","","","","","","","","","","","","","","","","","","","","","","","","","","","",""]
[{"$nulls":16},240,"","","","","","","","","","","","","","","","","","","","","","","","","","","","","",""]
[{"$nulls":16},241,"","","","","","","","","","","","","","","","","","","","","","","","","","","","","",""]
[{"$nulls":16},242,"","","","","","","","","","","","","","","","","","","","","","","","","","","","","",""]
[{"$nulls":16},243,"","","","","","","","","","","","","","","","","","","","","","","","","","","","","",""]
[{"$nulls":16},244,"","","","","","","","","","","","","","","","","","","","","","","","","","","","","",""]
[{"$nulls":16},245,"","","","","","","","","","","","","","","","","","","","","","","","","","","","","",""]
[{"$nulls":16},246,"","","","","","","","","","","","","","","","","","","","","","","","","","","","","",""]
[{"$nulls":16},247,"","","","","","","","","","","","","","","","","","","","","","","","","","","","","",""]
[{"$nulls":16},248,"","","","","","","","","","","","","","","","","","","","","","","","","","","","","",""]
[{"$nulls":16},249,"","","","","","","","","","","","","","","","","","","","","","","","","","","","","",""]
[{"$nulls":16},250,"","","","","","","","","","","","","","","","","","","","","","","","","","","","","",""]
[{"$nulls":16},251,"","","","","","","","","","","","","","","","","","","","","","","","","","","","","",""]
[{"$nulls":16},252,"","","","","","","","","","","","","","","","","","","","","","","","","","","","","",""]
[{"$nulls":16},253,"","","","","","","","","","","","","","","","","","","","","","","","","","","","","",""]
[{"$nulls":16},254,"","","","","","","","","","","","","","","","","","","","","","","","","","","","","",""]
[{"$nulls":16},255,"","","","","","","","","","","","","","","","","","","","","","","","","","","","","",""]
[{"$nulls":16},256,"","","","","","","","","","","","","","","","","","","","","","","","","","","","","",""]
[{"$nulls":16},257,"","","","","","","","","","","","","","","","","","","","","","","","","","","","","",""]
[{"$nulls":16},258,"","","","","","","","","","","","","","","","","","","","","","","","","","","","","",""]
[{"$nulls":16},259,"","","","","","","","","","","","","","","","","","","","","","","","","","","","","",""]
[{"$nulls":16},260,"","","","","","","","","","","","","","","","","","","","","","","","","","","","","",""]
[{"$nulls":16},261,"","","","","","","","","","","","","","","","","","","","","","","","","","","","","",""]
[{"$nulls":16},262,"","","","","","","","","","","","","","","","","","","","","","","","","","","","","",""]
[{"$nulls":16},263,"","","","","","","","","","","","","","","","","","","","","","","","","","","","","",""]
[{"$nulls":16},264,"","","","","","","","","","","","","","","","","","","","","","","","","","","","","",""]
[{"$nulls":16},265,"","","","","","","","","","","","","","","","","","","","","","","","","","","","","",""]
[{"$nulls":16},266,"","","","","","","","","","","","","","","","","","","","","","","","","","","","","",""]
[{"$nulls":16},267,"","","","","","","","","","","","","","","","","","","","","","","","","","","","","",""]
[{"$nulls":16},268,"","","","","","","","","","","","","","","","","","","","","","","","","","","","","",""]
[{"$nulls":16},269,"","","","","","","","","","","","","","","","","","","","","","","","","","","","","",""]
[{"$nulls":16},270,"","","","","","","","","","","","","","","","","","","","","","","","","","","","","",""]
[{"$nulls":16},271,"","","","","","","","","","","","","","","","","","","","","","","","","","","","","",""]
[{"$nulls":16},272,"","","","","","","","","","","","","","","","","","","","","","","","","","","","","",""]
[{"$nulls":16},273,"","","","","","","","","","","","","","","","","","","","","","","","","","","","","",""]
[{"$nulls":16},274,"","","","","","","","","","","","","","","","","","","","","","","","","","","","","",""]
[{"$nulls":16},275,"","","","","","","","","","","","","","","","","","","","","","","","","","","","","",""]
[{"$nulls":16},276,"","","","","","","","","","","","","","","","","","","","","","","","","","","","","",""]
[{"$nulls":16},277,"","","","","","","","","","","","","","","","","","","","","","","","","","","","","",""]
[{"$nulls":16},278,"","","","","","","","","","","","","","","","","","","","","","","","","","","","","",""]
[{"$nulls":16},279,"","","","","","","","","","","","","","","","","","","","","","","","","","","","","",""]
[{"$nulls":16},280,"","","","","","","","","","","","","","","","","","","","","","","","","","","","","",""]
[{"$nulls":16},281,"","","","","","","","","","","","","","","","","","","","","","","","","","","","","",""]
[{"$nulls":16},282,"","","","","","","","","","","","","","","","","","","","","","","","","","","","","",""]
[{"$nulls":16},283,"","","","","","","","","","","","","","","","","","","","","","","","","","","","","",""]
[{"$nulls":16},284,"","","","","","","","","","","","","","","","","","","","","","","","","","","","","",""]
[{"$nulls":16},285,"","","","","","","","","","","","","","","","","","","","","","","","","","","","","",""]
[{"$nulls":16},286,"","","","","","","","","","","","","","","","","","","","","","","","","","","","","",""]
[{"$nulls":16},287,"","","","","","","","","","","","","","","","","","","","","","","","","","","","","",""]
[{"$nulls":16},288,"","","","","","","","","","","","","","","","","","","","","","","","","","","","","",""]
[{"$nulls":16},289,"","","","","","","","","","","","","","","","","","","","","","","","","","","","","",""]
[{"$nulls":16},290,"","","","","","","","","","","","","","","","","","","","","","","","","","","","","",""]
[{"$nulls":16},291,"","","","","","","","","","","","","","","","","","","","","","","","","","","","","",""]
[{"$nulls":16},292,"","","","","","","","","","","","","","","","","","","","","","","","","","","","","",""]
[{"$nulls":16},293,"","","","","","","","","","","","","","","","","","","","","","","","","","","","","",""]
[{"$nulls":16},294,"","","","","","","","","","","","","","","","","","","","","","","","","","","","","",""]
[{"$nulls":16},295,"","","","","","","","","","","","","","","","","","","","","","","","","","","","","",""]
[{"$nulls":16},296,"","","","","","","","","","","","","","","","","","","","","","","","","","","","","",""]
[{"$nulls":16},297,"","","","","","","","","","","","","","","","","","","","","","","","","","","","","",""]
[{"$nulls":16},298,"","","","","","","","","","","","","","","","","","","","","","","","","","","","","",""]
[{"$nulls":16},299,"","","","","","","","","","","","","","","","","","","","","","","","","","","","","",""]
[{"$nulls":16},300,"","","","","","","","","","","","","","","","","","","","","","","","","","","","","",""]
[{"$nulls":16},301,"","","","","","","","","","","","","","","","","","","","","","","","","","","","","",""]
[{"$nulls":16},302,"","","","","","","","","","","","","","","","","","","","","","","","","","","","","",""]
[{"$nulls":16},303,"","","","","","","","","","","","","","","","","","","","","","","","","","","","","",""]
[{"$nulls":16},304,"","","","","","","","","","","","","","","","","","","","","","","","","","","","","",""]
[{"$nulls":16},305,"","","","","","","","","","","","","","","","","","","","","","","","","","","","","",""]
[{"$nulls":16},306,"","","","","","","","","","","","","","","","","","","","","","","","","","","","","",""]
[{"$nulls":16},307,"","","","","","","","","","","","","","","","","","","","","","","","","","","","","",""]
[{"$nulls":16},308,"","","","","","","","","","","","","","","","","","","","","","","","","","","","","",""]
[{"$nulls":16},309,"","","","","","","","","","","","","","","","","","","","","","","","","","","","","",""]
[{"$nulls":16},310,"","","","","","","","","","","","","","","","","","","","","","","","","","","","","",""]
[{"$nulls":16},311,"","","","","","","","","","","","","","","","","","","","","","","","","","","","","",""]
[{"$nulls":16},312,"","","","","","","","","","","","","","","","","","","","","","","","","","","","","",""]
[{"$nulls":16},313,"","","","","","","","","","","","","","","","","","","","","","","","","","","","","",""]
[{"$nulls":16},314,"","","","","","","","","","","","","","","","","","","","","","","","","","","","","",""]
[{"$nulls":16},315,"","","","","","","","","","","","","","","","","","","","","","","","","","","","","",""]
[{"$nulls":16},316,"","","","","","","","","","","","","","","","","","","","","","","","","","","","","",""]
[{"$nulls":16},317,"","","","","","","","","","","","","","","","","","","","","","","","","","","","","",""]
[{"$nulls":16},318,"","","","","","","","","","","","","","","","","","","","","","","","","","","","","",""]
[{"$nulls":16},319,"","","","","","","","","","","","","","","","","","","","","","","","","","","","","",""]
[{"$nulls":16},320,"","","","","","","","","","","","","","","","","","","","","","","","","","","","","",""]
[{"$nulls":16},321,"","","","","","","","","","","","","","","","","","","","","","","","","","","","","",""]
[{"$nulls":16},322,"","","","","","","","","","","","","","","","","","","","","","","","","","","","","",""]
[{"$nulls":16},323,"","","","","","","","","","","","","","","","","","","","","","","","","","","","","",""]
[{"$nulls":16},324,"","","","","","","","","","","","","","","","","","","","","","","","","","","","","",""]
[{"$nulls":16},325,"","","","","","","","","","","","","","","","","","","","","","","","","","","","","",""]
[{"$nulls":16},326,"","","","","","","","","","","","","","","","","","","","","","","","","","","","","",""]
[{"$nulls":16},327,"","","","","","","","","","","","","","","","","","","","","","","","","","","","","",""]
[{"$nulls":16},328,"","","","","","","","","","","","","","","","","","","","","","","","","","","","","",""]
[{"$nulls":16},329,"","","","","","","","","","","","","","","","","","","","","","","","","","","","","",""]
[{"$nulls":16},330,"","","","","","","","","","","","","","","","","","","","","","","","","","","","","",""]
[{"$nulls":16},331,"","","","","","","","","","","","","","","","","","","","","","","","","","","","","",""]
[{"$nulls":16},332,"","","","","","","","","","","","","","","","","","","","","","","","","","","","","",""]
[{"$nulls":16},333,"","","","","","","","","","","","","","","","","","","","","","","","","","","","","",""]
[{"$nulls":16},334,"","","","","","","","","","","","","","","","","","","","","","","","","","","","","",""]
[{"$nulls":16},335,"","","","","","","","","","","","","","","","","","","","","","","","","","","","","",""]
[{"$nulls":16},336,"","","","","","","","","","","","","","","","","","","","","","","","","","","","","",""]
[{"$nulls":16},337,"","","","","","","","","","","","","","","","","","","","","","","","","","","","","",""]
[{"$nulls":16},338,"","","","","","","","","","","","","","","","","","","","","","","","","","","","","",""]
[{"$nulls":16},339,"","","","","","","","","","","","","","","","","","","","","","","","","","","","","",""]
[{"$nulls":16},340,"","","","","","","","","","","","","","","","","","","","","","","","","","","","","",""]
[{"$nulls":16},341,"","","","","","","","","","","","","","","","","","","","","","","","","","","","","",""]
[{"$nulls":16},342,"","","","","","","","","","","","","","","","","","","","","","","","","","","","","",""]
[{"$nulls":16},343,"","","","","","","","","","","","","","","","","","","","","","","","","","","","","",""]
[{"$nulls":16},344,"","","","","","","","","","","","","","","","","","","","","","","","","","","","","",""]
[{"$nulls":16},345,"","","","","","","","","","","","","","","","","","","","","","","","","","","","","",""]
[{"$nulls":16},346,"","","","","","","","","","","","","","","","","","","","","","","","","","","","","",""]
[{"$nulls":16},347,"","","","","","","","","","","","","","","","","","","","","","","","","","","","","",""]
[{"$nulls":16},348,"","","","","","","","","","","","","","","","","","","","","","","","","","","","","",""]
[{"$nulls":16},349,"","","","","","","","","","","","","","","","","","","","","","","","","","","","","",""]
[{"$nulls":16},350,"","","","","","","","","","","","","","","","","","","","","","","","","","","","","",""]
[{"$nulls":16},351,"","","","","","","","","","","","","","","","","","","","","","","","","","","","","",""]
[{"$nulls":16},352,"","","","","","","","","","","","","","","","","","","","","","","","","","","","","",""]
[{"$nulls":16},353,"","","","","","","","","","","","","","","","","","","","","","","","","","","","","",""]
[{"$nulls":16},354,"","","","","","","","","","","","","","","","","","","","","","","","","","","","","",""]
[{"$nulls":16},355,"","","","","","","","","","","","","","","","","","","","","","","","","","","","","",""]
[{"$nulls":16},356,"","","","","","","","","","","","","","","","","","","","","","","","","","","","","",""]
[{"$nulls":16},357,"","","","","","","","","","","","","","","","","","","","","","","","","","","","","",""]
[{"$nulls":16},358,"","","","","","","","","","","","","","","","","","","","","","","","","","","","","",""]
[{"$nulls":16},359,"","","","","","","","","","","","","","","","","","","","","","","","","","","","","",""]
[{"$nulls":16},360,"","","","","","","","","","","","","","","","","","","","","","","","","","","","","",""]
[{"$nulls":16},361,"","","","","","","","","","","","","","","","","","","","","","","","","","","","","",""]
[{"$nulls":16},362,"","","","","","","","","","","","","","","","","","","","","","","","","","","","","",""]
[{"$nulls":16},363,"","","","","","","","","","","","","","","","","","","","","","","","","","","","","",""]
[{"$nulls":16},364,"","","","","","","","","","","","","","","","","","","","","","","","","","","","","",""]
[{"$nulls":16},365,"","","","","","","","","","","","","","","","","","","","","","","","","","","","","",""]
[{"$nulls":16},366,"","","","","","","","","","","","","","","","","","","","","","","","","","","","","",""]
[{"$nulls":16},367,"","","","","","","","","","","","","","","","","","","","","","","","","","","","","",""]
[{"$nulls":16},368,"","","","","","","","","","","","","","","","","","","","","","","","","","","","","",""]
[{"$nulls":16},369,"","","","","","","","","","","","","","","","","","","","","","","","","","","","","",""]
[{"$nulls":16},370,"","","","","","","","","","","","","","","","","","","","","","","","","","","","","",""]
[{"$nulls":16},371,"","","","","","","","","","","","","","","","","","","","","","","","","","","","","",""]
[{"$nulls":16},372,"","","","","","","","","","","","","","","","","","","","","","","","","","","","","",""]
[{"$nulls":16},373,"","","","","","","","","","","","","","","","","","","","","","","","","","","","","",""]
[{"$nulls":16},374,"","","","","","","","","","","","","","","","","","","","","","","","","","","","","",""]
[{"$nulls":16},375,"","","","","","","","","","","","","","","","","","","","","","","","","","","","","",""]
[{"$nulls":16},376,"","","","","","","","","","","","","","","","","","","","","","","","","","","","","",""]
[{"$nulls":16},377,"","","","","","","","","","","","","","","","","","","","","","","","","","","","","",""]
[{"$nulls":16},378,"","","","","","","","","","","","","","","","","","","","","","","","","","","","","",""]
[{"$nulls":16},379,"","","","","","","","","","","","","","","","","","","","","","","","","","","","","",""]
[{"$nulls":16},380,"","","","","","","","","","","","","","","","","","","","","","","","","","","","","",""]
[{"$nulls":16},381,"","","","","","","","","","","","","","","","","","","","","","","","","","","","","",""]
[{"$nulls":16},382,"","","","","","","","","","","","","","","","","","","","","","","","","","","","","",""]
[{"$nulls":16},383,"","","","","","","","","","","","","","","","","","","","","","","","","","","","","",""]
[{"$nulls":16},384,"","","","","","","","","","","","","","","","","","","","","","","","","","","","","",""]
[{"$nulls":16},385,"","","","","","","","","","","","","","","","","","","","","","","","","","","","","",""]
[{"$nulls":16},386,"","","","","","","","","","","","","","","","","","","","","","","","","","","","","",""]
[{"$nulls":16},387,"","","","","","","","","","","","","","","","","","","","","","","","","","","","","",""]
[{"$nulls":16},388,"","","","","","","","","","","","","","","","","","","","","","","","","","","","","",""]
[{"$nulls":16},389,"","","","","","","","","","","","","","","","","","","","","","","","","","","","","",""]
[{"$nulls":16},390,"","","","","","","","","","","","","","","","","","","","","","","","","","","","","",""]
[{"$nulls":16},391,"","","","","","","","","","","","","","","","","","","","","","","","","","","","","",""]
[{"$nulls":16},392,"","","","","","","","","","","","","","","","","","","","","","","","","","","","","",""]
[{"$nulls":16},393,"","","","","","","","","","","","","","","","","","","","","","","","","","","","","",""]
[{"$nulls":16},394,"","","","","","","","","","","","","","","","","","","","","","","","","","","","","",""]
[{"$nulls":16},395,"","","","","","","","","","","","","","","","","","","","","","","","","","","","","",""]
[{"$nulls":16},396,"","","","","","","","","","","","","","","","","","","","","","","","","","","","","",""]
[{"$nulls":16},397,"","","","","","","","","","","","","","","","","","","","","","","","","","","","","",""]
[{"$nulls":16},398,"","","","","","","","","","","","","","","","","","","","","","","","","","","","","",""]
[{"$nulls":16},399,"","","","","","","","","","","","","","","","","","","","","","","","","","","","","",""]
[{"$nulls":16},400,"","","","","","","","","","","","","","","","","","","","","","","","","","","","","",""]
[{"$nulls":16},401,"","","","","","","","","","","","","","","","","","","","","","","","","","","","","",""]
[{"$nulls":16},402,"","","","","","","","","","","","","","","","","","","","","","","","","","","","","",""]
[{"$nulls":16},403,"","","","","","","","","","","","","","","","","","","","","","","","","","","","","",""]
[{"$nulls":16},404,"","","","","","","","","","","","","","","","","","","","","","","","","","","","","",""]
[{"$nulls":16},405,"","","","","","","","","","","","","","","","","","","","","","","","","","","","","",""]
[{"$nulls":16},406,"","","","","","","","","","","","","","","","","","","","","","","","","","","","","",""]
[{"$nulls":16},407,"","","","","","","","","","","","","","","","","","","","","","","","","","","","","",""]
[{"$nulls":16},408,"","","","","","","","","","","","","","","","","","","","","","","","","","","","","",""]
[{"$nulls":16},409,"","","","","","","","","","","","","","","","","","","","","","","","","","","","","",""]
[{"$nulls":16},410,"","","","","","","","","","","","","","","","","","","","","","","","","","","","","",""]
[{"$nulls":16},411,"","","","","","","","","","","","","","","","","","","","","","","","","","","","","",""]
[{"$nulls":16},412,"","","","","","","","","","","","","","","","","","","","","","","","","","","","","",""]
[{"$nulls":16},413,"","","","","","","","","","","","","","","","","","","","","","","","","","","","","",""]
[{"$nulls":16},414,"","","","","","","","","","","","","","","","","","","","","","","","","","","","","",""]
[{"$nulls":16},415,"","","","","","","","","","","","","","","","","","","","","","","","","","","","","",""]
[{"$nulls":16},416,"","","","","","","","","","","","","","","","","","","","","","","","","","","","","",""]
[{"$nulls":16},417,"","","","","","","","","","","","","","","","","","","","","","","","","","","","","",""]
[{"$nulls":16},418,"","","","","","","","","","","","","","","","","","","","","","","","","","","","","",""]
[{"$nulls":16},419,"","","","","","","","","","","","","","","","","","","","","","","","","","","","","",""]
[{"$nulls":16},420,"","","","","","","","","","","","","","","","","","","","","","","","","","","","","",""]
[{"$nulls":16},421,"","","","","","","","","","","","","","","","","","","","","","","","","","","","","",""]
[{"$nulls":16},422,"","","","","","","","","","","","","","","","","","","","","","","","","","","","","",""]
[{"$nulls":16},423,"","","","","","","","","","","","","","","","","","","","","","","","","","","","","",""]
[{"$nulls":16},424,"","","","","","","","","","","","","","","","","","","","","","","","","","","","","",""]
[{"$nulls":16},425,"","","","","","","","","","","","","","","","","","","","","","","","","","","","","",""]
[{"$nulls":16},426,"","","","","","","","","","","","","","","","","","","","","","","","","","","","","",""]
[{"$nulls":16},427,"","","","","","","","","","","","","","","","","","","","","","","","","","","","","",""]
[{"$nulls":16},428,"","","","","","","","","","","","","","","","","","","","","","","","","","","","","",""]
[{"$nulls":16},429,"","","","","","","","","","","","","","","","","","","","","","","","","","","","","",""]
[{"$nulls":16},430,"","","","","","","","","","","","","","","","","","","","","","","","","","","","","",""]
[{"$nulls":16},431,"","","","","","","","","","","","","","","","","","","","","","","","","","","","","",""]
[{"$nulls":16},432,"","","","","","","","","","","","","","","","","","","","","","","","","","","","","",""]
[{"$nulls":16},433,"","","","","","","","","","","","","","","","","","","","","","","","","","","","","",""]
[{"$nulls":16},434,"","","","","","","","","","","","","","","","","","","","","","","","","","","","","",""]
[{"$nulls":16},435,"","","","","","","","","","","","","","","","","","","","","","","","","","","","","",""]
[{"$nulls":16},436,"","","","","","","","","","","","","","","","","","","","","","","","","","","","","",""]
[{"$nulls":16},437,"","","","","","","","","","","","","","","","","","","","","","","","","","","","","",""]
[{"$nulls":16},438,"","","","","","","","","","","","","","","","","","","","","","","","","","","","","",""]
[{"$nulls":16},439,"","","","","","","","","","","","","","","","","","","","","","","","","","","","","",""]
[{"$nulls":16},440,"","","","","","","","","","","","","","","","","","","","","","","","","","","","","",""]
[{"$nulls":16},441,"","","","","","","","","","","","","","","","","","","","","","","","","","","","","",""]
[{"$nulls":16},442,"","","","","","","","","","","","","","","","","","","","","","","","","","","","","",""]
[{"$nulls":16},443,"","","","","","","","","","","","","","","","","","","","","","","","","","","","","",""]
[{"$nulls":16},444,"","","","","","","","","","","","","","","","","","","","","","","","","","","","","",""]
[{"$nulls":16},445,"","","","","","","","","","","","","","","","","","","","","","","","","","","","","",""]
[{"$nulls":16},446,"","","","","","","","","","","","","","","","","","","","","","","","","","","","","",""]
[{"$nulls":16},447,"","","","","","","","","","","","","","","","","","","","","","","","","","","","","",""]
[{"$nulls":16},448,"","","","","","","","","","","","","","","","","","","","","","","","","","","","","",""]
[{"$nulls":16},449,"","","","","","","","","","","","","","","","","","","","","","","","","","","","","",""]
[{"$nulls":16},450,"","","","","","","","","","","","","","","","","","","","","","","","","","","","","",""]
[{"$nulls":16},451,"","","","","","","","","","","","","","","","","","","","","","","","","","","","","",""]
[{"$nulls":16},452,"","","","","","","","","","","","","","","","","","","","","","","","","","","","","",""]
[{"$nulls":16},453,"","","","","","","","","","","","","","","","","","","","","","","","","","","","","",""]
[{"$nulls":16},454,"","","","","","","","","","","","","","","","","","","","","","","","","","","","","",""]
[{"$nulls":16},455,"","","","","","","","","","","","","","","","","","","","","","","","","","","","","",""]
[{"$nulls":16},456,"","","","","","","","","","","","","","","","","","","","","","","","","","","","","",""]
[{"$nulls":16},457,"","","","","","","","","","","","","","","","","","","","","","","","","","","","","",""]
[{"$nulls":16},458,"","","","","","","","","","","","","","","","","","","","","","","","","","","","","",""]
[{"$nulls":16},459,"","","","","","","","","","","","","","","","","","","","","","","","","","","","","",""]
[{"$nulls":16},460,"","","","","","","","","","","","","","","","","","","","","","","","","","","","","",""]
[{"$nulls":16},461,"","","","","","","","","","","","","","","","","","","","","","","","","","","","","",""]
[{"$nulls":16},462,"","","","","","","","","","","","","","","","","","","","","","","","","","","","","",""]
[{"$nulls":16},463,"","","","","","","","","","","","","","","","","","","","","","","","","","","","","",""]
[{"$nulls":16},464,"","","","","","","","","","","","","","","","","","","","","","","","","","","","","",""]
[{"$nulls":16},465,"","","","","","","","","","","","","","","","","","","","","","","","","","","","","",""]
[{"$nulls":16},466,"","","","","","","","","","","","","","","","","","","","","","","","","","","","","",""]
[{"$nulls":16},467,"","","","","","","","","","","","","","","","","","","","","","","","","","","","","",""]
[{"$nulls":16},468,"","","","","","","","","","","","","","","","","","","","","","","","","","","","","",""]
[{"$nulls":16},469,"","","","","","","","","","","","","","","","","","","","","","","","","","","","","",""]
[{"$nulls":16},470,"","","","","","","","","","","","","","","","","","","","","","","","","","","","","",""]
[{"$nulls":16},471,"","","","","","","","","","","","","","","","","","","","","","","","","","","","","",""]
[{"$nulls":16},472,"","","","","","","","","","","","","","","","","","","","","","","","","","","","","",""]
[{"$nulls":16},473,"","","","","","","","","","","","","","","","","","","","","","","","","","","","","",""]
[{"$nulls":16},474,"","","","","","","","","","","","","","","","","","","","","","","","","","","","","",""]
[{"$nulls":16},475,"","","","","","","","","","","","","","","","","","","","","","","","","","","","","",""]
[{"$nulls":16},476,"","","","","","","","","","","","","","","","","","","","","","","","","","","","","",""]
[{"$nulls":16},477,"","","","","","","","","","","","","","","","","","","","","","","","","","","","","",""]
[{"$nulls":16},478,"","","","","","","","","","","","","","","","","","","","","","","","","","","","","",""]
[{"$nulls":16},479,"","","","","","","","","","","","","","","","","","","","","","","","","","","","","",""]
[{"$nulls":16},480,"","","","","","","","","","","","","","","","","","","","","","","","","","","","","",""]
[{"$nulls":16},481,"","","","","","","","","","","","","","","","","","","","","","","","","","","","","",""]
[{"$nulls":16},482,"","","","","","","","","","","","","","","","","","","","","","","","","","","","","",""]
[{"$nulls":16},483,"","","","","","","","","","","","","","","","","","","","","","","","","","","","","",""]
[{"$nulls":16},484,"","","","","","","","","","","","","","","","","","","","","","","","","","","","","",""]
[{"$nulls":16},485,"","","","","","","","","","","","","","","","","","","","","","","","","","","","","",""]
[{"$nulls":16},486,"","","","","","","","","","","","","","","","","","","","","","","","","","","","","",""]
[{"$nulls":16},487,"","","","","","","","","","","","","","","","","","","","","","","","","","","","","",""]
[{"$nulls":16},488,"","","","","","","","","","","","","","","","","","","","","","","","","","","","","",""]
[{"$nulls":16},489,"","","","","","","","","","","","","","","","","","","","","","","","","","","","","",""]
[{"$nulls":16},490,"","","","","","","","","","","","","","","","","","","","","","","","","","","","","",""]
[{"$nulls":16},491,"","","","","","","","","","","","","","","","","","","","","","","","","","","","","",""]
[{"$nulls":16},492,"","","","","","","","","","","","","","","","","","","","","","","","","","","","","",""]
[{"$nulls":16},493,"","","","","","","","","","","","","","","","","","","","","","","","","","","","","",""]
[{"$nulls":16},494,"","","","","","","","","","","","","","","","","","","","","","","","","","","","","",""]
[{"$nulls":16},495,"","","","","","","","","","","","","","","","","","","","","","","","","","","","","",""]
[{"$nulls":16},496,"","","","","","","","","","","","","","","","","","","","","","","","","","","","","",""]
[{"$nulls":16},497,"","","","","","","","","","","","","","","","","","","","","","","","","","","","","",""]
[{"$nulls":16},498,"","","","","","","","","","","","","","","","","","","","","","","","","","","","","",""]
[{"$nulls":16},499,"","","","","","","","","","","","","","","","","","","","","","","","","","","","","",""]
[{"$nulls":16},500,"","","","","","","","","","","","","","","","","","","","","","","","","","","","","",""]
[{"$nulls":16},501,"","","","","","","","","","","","","","","","","","","","","","","","","","","","","",""]
[{"$nulls":16},502,"","","","","","","","","","","","","","","","","","","","","","","","","","","","","",""]
[{"$nulls":16},503,"","","","","","","","","","","","","","","","","","","","","","","","","","","","","",""]
[{"$nulls":16},504,"","","","","","","","","","","","","","","","","","","","","","","","","","","","","",""]
[{"$nulls":16},505,"","","","","","","","","","","","","","","","","","","","","","","","","","","","","",""]
[{"$nulls":16},506,"","","","","","","","","","","","","","","","","","","","","","","","","","","","","",""]
[{"$nulls":16},507,"","","","","","","","","","","","","","","","","","","","","","","","","","","","","",""]
[{"$nulls":16},508,"","","","","","","","","","","","","","","","","","","","","","","","","","","","","",""]
[{"$nulls":16},509,"","","","","","","","","","","","","","","","","","","","","","","","","","","","","",""]
[{"$nulls":16},510,"","","","","","","","","","","","","","","","","","","","","","","","","","","","","",""]
[{"$nulls":16},511,"","","","","","","","","","","","","","","","","","","","","","","","","","","","","",""]
[{"$nulls":16},512,"","","","","","","","","","","","","","","","","","","","","","","","","","","","","",""]
[{"$nulls":16},513,"","","","","","","","","","","","","","","","","","","","","","","","","","","","","",""]
[{"$nulls":16},514,"","","","","","","","","","","","","","","","","","","","","","","","","","","","","",""]
[{"$nulls":16},515,"","","","","","","","","","","","","","","","","","","","","","","","","","","","","",""]
[{"$nulls":16},516,"","","","","","","","","","","","","","","","","","","","","","","","","","","","","",""]
[{"$nulls":16},517,"","","","","","","","","","","","","","","","","","","","","","","","","","","","","",""]
[{"$nulls":16},518,"","","","","","","","","","","","","","","","","","","","","","","","","","","","","",""]
[{"$nulls":16},519,"","","","","","","","","","","","","","","","","","","","","","","","","","","","","",""]
[{"$nulls":16},520,"","","","","","","","","","","","","","","","","","","","","","","","","","","","","",""]
[{"$nulls":16},521,"","","","","","","","","","","","","","","","","","","","","","","","","","","","","",""]
[{"$nulls":16},522,"","","","","","","","","","","","","","","","","","","","","","","","","","","","","",""]
[{"$nulls":16},523,"","","","","","","","","","","","","","","","","","","","","","","","","","","","","",""]
[{"$nulls":16},524,"","","","","","","","","","","","","","","","","","","","","","","","","","","","","",""]
[{"$nulls":16},525,"","","","","","","","","","","","","","","","","","","","","","","","","","","","","",""]
[{"$nulls":16},526,"","","","","","","","","","","","","","","","","","","","","","","","","","","","","",""]
[{"$nulls":16},527,"","","","","","","","","","","","","","","","","","","","","","","","","","","","","",""]
[{"$nulls":16},528,"","","","","","","","","","","","","","","","","","","","","","","","","","","","","",""]
[{"$nulls":16},529,"","","","","","","","","","","","","","","","","","","","","","","","","","","","","",""]
[{"$nulls":16},530,"","","","","","","","","","","","","","","","","","","","","","","","","","","","","",""]
[{"$nulls":16},531,"","","","","","","","","","","","","","","","","","","","","","","","","","","","","",""]
[{"$nulls":16},532,"","","","","","","","","","","","","","","","","","","","","","","","","","","","","",""]
[{"$nulls":16},533,"","","","","","","","","","","","","","","","","","","","","","","","","","","","","",""]
[{"$nulls":16},534,"","","","","","","","","","","","","","","","","","","","","","","","","","","","","",""]
[{"$nulls":16},535,"","","","","","","","","","","","","","","","","","","","","","","","","","","","","",""]
[{"$nulls":16},536,"","","","","","","","","","","","","","","","","","","","","","","","","","","","","",""]
[{"$nulls":16},537,"","","","","","","","","","","","","","","","","","","","","","","","","","","","","",""]
[{"$nulls":16},538,"","","","","","","","","","","","","","","","","","","","","","","","","","","","","",""]
[{"$nulls":16},539,"","","","","","","","","","","","","","","","","","","","","","","","","","","","","",""]
[{"$nulls":16},540,"","","","","","","","","","","","","","","","","","","","","","","","","","","","","",""]
[{"$nulls":16},541,"","","","","","","","","","","","","","","","","","","","","","","","","","","","","",""]
[{"$nulls":16},542,"","","","","","","","","","","","","","","","","","","","","","","","","","","","","",""]
[{"$nulls":16},543,"","","","","","","","","","","","","","","","","","","","","","","","","","","","","",""]
[{"$nulls":16},544,"","","","","","","","","","","","","","","","","","","","","","","","","","","","","",""]
[{"$nulls":16},545,"","","","","","","","","","","","","","","","","","","","","","","","","","","","","",""]
[{"$nulls":16},546,"","","","","","","","","","","","","","","","","","","","","","","","","","","","","",""]
[{"$nulls":16},547,"","","","","","","","","","","","","","","","","","","","","","","","","","","","","",""]
[{"$nulls":16},548,"","","","","","","","","","","","","","","","","","","","","","","","","","","","","",""]
[{"$nulls":16},549,"","","","","","","","","","","","","","","","","","","","","","","","","","","","","",""]
[{"$nulls":16},550,"","","","","","","","","","","","","","","","","","","","","","","","","","","","","",""]
[{"$nulls":16},551,"","","","","","","","","","","","","","","","","","","","","","","","","","","","","",""]
[{"$nulls":16},552,"","","","","","","","","","","","","","","","","","","","","","","","","","","","","",""]
[{"$nulls":16},553,"","","","","","","","","","","","","","","","","","","","","","","","","","","","","",""]
[{"$nulls":16},554,"","","","","","","","","","","","","","","","","","","","","","","","","","","","","",""]
[{"$nulls":16},555,"","","","","","","","","","","","","","","","","","","","","","","","","","","","","",""]
[{"$nulls":16},556,"","","","","","","","","","","","","","","","","","","","","","","","","","","","","",""]
[{"$nulls":16},557,"","","","","","","","","","","","","","","","","","","","","","","","","","","","","",""]
[{"$nulls":16},558,"","","","","","","","","","","","","","","","","","","","","","","","","","","","","",""]
[{"$nulls":16},559,"","","","","","","","","","","","","","","","","","","","","","","","","","","","","",""]
[{"$nulls":16},560,"","","","","","","","","","","","","","","","","","","","","","","","","","","","","",""]
[{"$nulls":16},561,"","","","","","","","","","","","","","","","","","","","","","","","","","","","","",""]
[{"$nulls":16},562,"","","","","","","","","","","","","","","","","","","","","","","","","","","","","",""]
[{"$nulls":16},563,"","","","","","","","","","","","","","","","","","","","","","","","","","","","","",""]
[{"$nulls":16},564,"","","","","","","","","","","","","","","","","","","","","","","","","","","","","",""]
[{"$nulls":16},565,"","","","","","","","","","","","","","","","","","","","","","","","","","","","","",""]
[{"$nulls":16},566,"","","","","","","","","","","","","","","","","","","","","","","","","","","","","",""]
[{"$nulls":16},567,"","","","","","","","","","","","","","","","","","","","","","","","","","","","","",""]
[{"$nulls":16},568,"","","","","","","","","","","","","","","","","","","","","","","","","","","","","",""]
[{"$nulls":16},569,"","","","","","","","","","","","","","","","","","","","","","","","","","","","","",""]
[{"$nulls":16},570,"","","","","","","","","","","","","","","","","","","","","","","","","","","","","",""]
[{"$nulls":16},571,"","","","","","","","","","","","","","","","","","","","","","","","","","","","","",""]
[{"$nulls":16},572,"","","","","","","","","","","","","","","","","","","","","","","","","","","","","",""]
[{"$nulls":16},573,"","","","","","","","","","","","","","","","","","","","","","","","","","","","","",""]
[{"$nulls":16},574,"","","","","","","","","","","","","","","","","","","","","","","","","","","","","",""]
[{"$nulls":16},575,"","","","","","","","","","","","","","","","","","","","","","","","","","","","","",""]
[{"$nulls":16},576,"","","","","","","","","","","","","","","","","","","","","","","","","","","","","",""]
[{"$nulls":16},577,"","","","","","","","","","","","","","","","","","","","","","","","","","","","","",""]
[{"$nulls":16},578,"","","","","","","","","","","","","","","","","","","","","","","","","","","","","",""]
[{"$nulls":16},579,"","","","","","","","","","","","","","","","","","","","","","","","","","","","","",""]
[{"$nulls":16},580,"","","","","","","","","","","","","","","","","","","","","","","","","","","","","",""]
[{"$nulls":16},581,"","","","","","","","","","","","","","","","","","","","","","","","","","","","","",""]
[{"$nulls":16},582,"","","","","","","","","","","","","","","","","","","","","","","","","","","","","",""]
[{"$nulls":16},583,"","","","","","","","","","","","","","","","","","","","","","","","","","","","","",""]
[{"$nulls":16},584,"","","","","","","","","","","","","","","","","","","","","","","","","","","","","",""]
[{"$nulls":16},585,"","","","","","","","","","","","","","","","","","","","","","","","","","","","","",""]
[{"$nulls":16},586,"","","","","","","","","","","","","","","","","","","","","","","","","","","","","",""]
[{"$nulls":16},587,"","","","","","","","","","","","","","","","","","","","","","","","","","","","","",""]
[{"$nulls":16},588,"","","","","","","","","","","","","","","","","","","","","","","","","","","","","",""]
[{"$nulls":16},589,"","","","","","","","","","","","","","","","","","","","","","","","","","","","","",""]
[{"$nulls":16},590,"","","","","","","","","","","","","","","","","","","","","","","","","","","","","",""]
[{"$nulls":16},591,"","","","","","","","","","","","","","","","","","","","","","","","","","","","","",""]
[{"$nulls":16},592,"","","","","","","","","","","","","","","","","","","","","","","","","","","","","",""]
[{"$nulls":16},593,"","","","","","","","","","","","","","","","","","","","","","","","","","","","","",""]
[{"$nulls":16},594,"","","","","","","","","","","","","","","","","","","","","","","","","","","","","",""]
[{"$nulls":16},595,"","","","","","","","","","","","","","","","","","","","","","","","","","","","","",""]
[{"$nulls":16},596,"","","","","","","","","","","","","","","","","","","","","","","","","","","","","",""]
[{"$nulls":16},597,"","","","","","","","","","","","","","","","","","","","","","","","","","","","","",""]
[{"$nulls":16},598,"","","","","","","","","","","","","","","","","","","","","","","","","","","","","",""]
[{"$nulls":16},599,"","","","","","","","","","","","","","","","","","","","","","","","","","","","","",""]
[{"$nulls":16},600,"","","","","","","","","","","","","","","","","","","","","","","","","","","","","",""]
[{"$nulls":16},601,"","","","","","","","","","","","","","","","","","","","","","","","","","","","","",""]
[{"$nulls":16},602,"","","","","","","","","","","","","","","","","","","","","","","","","","","","","",""]
[{"$nulls":16},603,"","","","","","","","","","","","","","","","","","","","","","","","","","","","","",""]
[{"$nulls":16},604,"","","","","","","","","","","","","","","","","","","","","","","","","","","","","",""]
[{"$nulls":16},605,"","","","","","","","","","","","","","","","","","","","","","","","","","","","","",""]
[{"$nulls":16},606,"","","","","","","","","","","","","","","","","","","","","","","","","","","","","",""]
[{"$nulls":16},607,"","","","","","","","","","","","","","","","","","","","","","","","","","","","","",""]
[{"$nulls":16},608,"","","","","","","","","","","","","","","","","","","","","","","","","","","","","",""]
[{"$nulls":16},609,"","","","","","","","","","","","","","","","","","","","","","","","","","","","","",""]
[{"$nulls":16},610,"","","","","","","","","","","","","","","","","","","","","","","","","","","","","",""]
[{"$nulls":16},611,"","","","","","","","","","","","","","","","","","","","","","","","","","","","","",""]
[{"$nulls":16},612,"","","","","","","","","","","","","","","","","","","","","","","","","","","","","",""]
[{"$nulls":16},613,"","","","","","","","","","","","","","","","","","","","","","","","","","","","","",""]
[{"$nulls":16},614,"","","","","","","","","","","","","","","","","","","","","","","","","","","","","",""]
[{"$nulls":16},615,"","","","","","","","","","","","","","","","","","","","","","","","","","","","","",""]
[{"$nulls":16},616,"","","","","","","","","","","","","","","","","","","","","","","","","","","","","",""]
[{"$nulls":16},617,"","","","","","","","","","","","","","","","","","","","","","","","","","","","","",""]
[{"$nulls":16},618,"","","","","","","","","","","","","","","","","","","","","","","","","","","","","",""]
[{"$nulls":16},619,"","","","","","","","","","","","","","","","","","","","","","","","","","","","","",""]
[{"$nulls":16},620,"","","","","","","","","","","","","","","","","","","","","","","","","","","","","",""]
[{"$nulls":16},621,"","","","","","","","","","","","","","","","","","","","","","","","","","","","","",""]
[{"$nulls":16},622,"","","","","","","","","","","","","","","","","","","","","","","","","","","","","",""]
[{"$nulls":16},623,"","","","","","","","","","","","","","","","","","","","","","","","","","","","","",""]
[{"$nulls":16},624,"","","","","","","","","","","","","","","","","","","","","","","","","","","","","",""]
[{"$nulls":16},625,"","","","","","","","","","","","","","","","","","","","","","","","","","","","","",""]
[{"$nulls":16},626,"","","","","","","","","","","","","","","","","","","","","","","","","","","","","",""]
[{"$nulls":16},627,"","","","","","","","","","","","","","","","","","","","","","","","","","","","","",""]
[{"$nulls":16},628,"","","","","","","","","","","","","","","","","","","","","","","","","","","","","",""]
[{"$nulls":16},629,"","","","","","","","","","","","","","","","","","","","","","","","","","","","","",""]
[{"$nulls":16},630,"","","","","","","","","","","","","","","","","","","","","","","","","","","","","",""]
[{"$nulls":16},631,"","","","","","","","","","","","","","","","","","","","","","","","","","","","","",""]
[{"$nulls":16},632,"","","","","","","","","","","","","","","","","","","","","","","","","","","","","",""]
[{"$nulls":16},633,"","","","","","","","","","","","","","","","","","","","","","","","","","","","","",""]
[{"$nulls":16},634,"","","","","","","","","","","","","","","","","","","","","","","","","","","","","",""]
[{"$nulls":16},635,"","","","","","","","","","","","","","","","","","","","","","","","","","","","","",""]
[{"$nulls":16},636,"","","","","","","","","","","","","","","","","","","","","","","","","","","","","",""]
[{"$nulls":16},637,"","","","","","","","","","","","","","","","","","","","","","","","","","","","","",""]
[{"$nulls":16},638,"","","","","","","","","","","","","","","","","","","","","","","","","","","","","",""]
[{"$nulls":16},639,"","","","","","","","","","","","","","","","","","","","","","","","","","","","","",""]
[{"$nulls":16},640,"","","","","","","","","","","","","","","","","","","","","","","","","","","","","",""]
[{"$nulls":16},641,"","","","","","","","","","","","","","","","","","","","","","","","","","","","","",""]
[{"$nulls":16},642,"","","","","","","","","","","","","","","","","","","","","","","","","","","","","",""]
[{"$nulls":16},643,"","","","","","","","","","","","","","","","","","","","","","","","","","","","","",""]
[{"$nulls":16},644,"","","","","","","","","","","","","","","","","","","","","","","","","","","","","",""]
[{"$nulls":16},645,"","","","","","","","","","","","","","","","","","","","","","","","","","","","","",""]
[{"$nulls":16},646,"","","","","","","","","","","","","","","","","","","","","","","","","","","","","",""]
[{"$nulls":16},647,"","","","","","","","","","","","","","","","","","","","","","","","","","","","","",""]
[{"$nulls":16},648,"","","","","","","","","","","","","","","","","","","","","","","","","","","","","",""]
[{"$nulls":16},649,"","","","","","","","","","","","","","","","","","","","","","","","","","","","","",""]
[{"$nulls":16},650,"","","","","","","","","","","","","","","","","","","","","","","","","","","","","",""]
[{"$nulls":16},651,"","","","","","","","","","","","","","","","","","","","","","","","","","","","","",""]
[{"$nulls":16},652,"","","","","","","","","","","","","","","","","","","","","","","","","","","","","",""]
[{"$nulls":16},653,"","","","","","","","","","","","","","","","","","","","","","","","","","","","","",""]
[{"$nulls":16},654,"","","","","","","","","","","","","","","","","","","","","","","","","","","","","",""]
[{"$nulls":16},655,"","","","","","","","","","","","","","","","","","","","","","","","","","","","","",""]
[{"$nulls":16},656,"","","","","","","","","","","","","","","","","","","","","","","","","","","","","",""]
[{"$nulls":16},657,"","","","","","","","","","","","","","","","","","","","","","","","","","","","","",""]
[{"$nulls":16},658,"","","","","","","","","","","","","","","","","","","","","","","","","","","","","",""]
[{"$nulls":16},659,"","","","","","","","","","","","","","","","","","","","","","","","","","","","","",""]
[{"$nulls":16},660,"","","","","","","","","","","","","","","","","","","","","","","","","","","","","",""]
[{"$nulls":16},661,"","","","","","","","","","","","","","","","","","","","","","","","","","","","","",""]
[{"$nulls":16},662,"","","","","","","","","","","","","","","","","","","","","","","","","","","","","",""]
[{"$nulls":16},663,"","","","","","","","","","","","","","","","","","","","","","","","","","","","","",""]
[{"$nulls":16},664,"","","","","","","","","","","","","","","","","","","","","","","","","","","","","",""]
[{"$nulls":16},665,"","","","","","","","","","","","","","","","","","","","","","","","","","","","","",""]
[{"$nulls":16},666,"","","","","","","","","","","","","","","","","","","","","","","","","","","","","",""]
[{"$nulls":16},667,"","","","","","","","","","","","","","","","","","","","","","","","","","","","","",""]
[{"$nulls":16},668,"","","","","","","","","","","","","","","","","","","","","","","","","","","","","",""]
[{"$nulls":16},669,"","","","","","","","","","","","","","","","","","","","","","","","","","","","","",""]
[{"$nulls":16},670,"","","","","","","","","","","","","","","","","","","","","","","","","","","","","",""]
[{"$nulls":16},671,"","","","","","","","","","","","","","","","","","","","","","","","","","","","","",""]
[{"$nulls":16},672,"","","","","","","","","","","","","","","","","","","","","","","","","","","","","",""]
[{"$nulls":16},673,"","","","","","","","","","","","","","","","","","","","","","","","","","","","","",""]
[{"$nulls":16},674,"","","","","","","","","","","","","","","","","","","","","","","","","","","","","",""]
[{"$nulls":16},675,"","","","","","","","","","","","","","","","","","","","","","","","","","","","","",""]
[{"$nulls":16},676,"","","","","","","","","","","","","","","","","","","","","","","","","","","","","",""]
[{"$nulls":16},677,"","","","","","","","","","","","","","","","","","","","","","","","","","","","","",""]
[{"$nulls":16},678,"","","","","","","","","","","","","","","","","","","","","","","","","","","","","",""]
[{"$nulls":16},679,"","","","","","","","","","","","","","","","","","","","","","","","","","","","","",""]
[{"$nulls":16},680,"","","","","","","","","","","","","","","","","","","","","","","","","","","","","",""]
[{"$nulls":16},681,"","","","","","","","","","","","","","","","","","","","","","","","","","","","","",""]
[{"$nulls":16},682,"","","","","","","","","","","","","","","","","","","","","","","","","","","","","",""]
[{"$nulls":16},683,"","","","","","","","","","","","","","","","","","","","","","","","","","","","","",""]
[{"$nulls":16},684,"","","","","","","","","","","","","","","","","","","","","","","","","","","","","",""]
[{"$nulls":16},685,"","","","","","","","","","","","","","","","","","","","","","","","","","","","","",""]
[{"$nulls":16},686,"","","","","","","","","","","","","","","","","","","","","","","","","","","","","",""]
[{"$nulls":16},687,"","","","","","","","","","","","","","","","","","","","","","","","","","","","","",""]
[{"$nulls":16},688,"","","","","","","","","","","","","","","","","","","","","","","","","","","","","",""]
[{"$nulls":16},689,"","","","","","","","","","","","","","","","","","","","","","","","","","","","","",""]
[{"$nulls":16},690,"","","","","","","","","","","","","","","","","","","","","","","","","","","","","",""]
[{"$nulls":16},691,"","","","","","","","","","","","","","","","","","","","","","","","","","","","","",""]
[{"$nulls":16},692,"","","","","","","","","","","","","","","","","","","","","","","","","","","","","",""]
[{"$nulls":16},693,"","","","","","","","","","","","","","","","","","","","","","","","","","","","","",""]
[{"$nulls":16},694,"","","","","","","","","","","","","","","","","","","","","","","","","","","","","",""]
[{"$nulls":16},695,"","","","","","","","","","","","","","","","","","","","","","","","","","","","","",""]
[{"$nulls":16},696,"","","","","","","","","","","","","","","","","","","","","","","","","","","","","",""]
[{"$nulls":16},697,"","","","","","","","","","","","","","","","","","","","","","","","","","","","","",""]
[{"$nulls":16},698,"","","","","","","","","","","","","","","","","","","","","","","","","","","","","",""]
[{"$nulls":16},699,"","","","","","","","","","","","","","","","","","","","","","","","","","","","","",""]
[{"$nulls":16},700,"","","","","","","","","","","","","","","","","","","","","","","","","","","","","",""]
[{"$nulls":16},701,"","","","","","","","","","","","","","","","","","","","","","","","","","","","","",""]
[{"$nulls":16},702,"","","","","","","","","","","","","","","","","","","","","","","","","","","","","",""]
[{"$nulls":16},703,"","","","","","","","","","","","","","","","","","","","","","","","","","","","","",""]
[{"$nulls":16},704,"","","","","","","","","","","","","","","","","","","","","","","","","","","","","",""]
[{"$nulls":16},705,"","","","","","","","","","","","","","","","","","","","","","","","","","","","","",""]
[{"$nulls":16},706,"","","","","","","","","","","","","","","","","","","","","","","","","","","","","",""]
[{"$nulls":16},707,"","","","","","","","","","","","","","","","","","","","","","","","","","","","","",""]
[{"$nulls":16},708,"","","","","","","","","","","","","","","","","","","","","","","","","","","","","",""]
[{"$nulls":16},709,"","","","","","","","","","","","","","","","","","","","","","","","","","","","","",""]
[{"$nulls":16},710,"","","","","","","","","","","","","","","","","","","","","","","","","","","","","",""]
[{"$nulls":16},711,"","","","","","","","","","","","","","","","","","","","","","","","","","","","","",""]
[{"$nulls":16},712,"","","","","","","","","","","","","","","","","","","","","","","","","","","","","",""]
[{"$nulls":16},713,"","","","","","","","","","","","","","","","","","","","","","","","","","","","","",""]
[{"$nulls":16},714,"","","","","","","","","","","","","","","","","","","","","","","","","","","","","",""]
[{"$nulls":16},715,"","","","","","","","","","","","","","","","","","","","","","","","","","","","","",""]
[{"$nulls":16},716,"","","","","","","","","","","","","","","","","","","","","","","","","","","","","",""]
[{"$nulls":16},717,"","","","","","","","","","","","","","","","","","","","","","","","","","","","","",""]
[{"$nulls":16},718,"","","","","","","","","","","","","","","","","","","","","","","","","","","","","",""]
[{"$nulls":16},719,"","","","","","","","","","","","","","","","","","","","","","","","","","","","","",""]
[{"$nulls":16},720,"","","","","","","","","","","","","","","","","","","","","","","","","","","","","",""]
[{"$nulls":16},721,"","","","","","","","","","","","","","","","","","","","","","","","","","","","","",""]
[{"$nulls":16},722,"","","","","","","","","","","","","","","","","","","","","","","","","","","","","",""]
[{"$nulls":16},723,"","","","","","","","","","","","","","","","","","","","","","","","","","","","","",""]
[{"$nulls":16},724,"","","","","","","","","","","","","","","","","","","","","","","","","","","","","",""]
[{"$nulls":16},725,"","","","","","","","","","","","","","","","","","","","","","","","","","","","","",""]
[{"$nulls":16},726,"","","","","","","","","","","","","","","","","","","","","","","","","","","","","",""]
[{"$nulls":16},727,"","","","","","","","","","","","","","","","","","","","","","","","","","","","","",""]
[{"$nulls":16},728,"","","","","","","","","","","","","","","","","","","","","","","","","","","","","",""]
[{"$nulls":16},729,"","","","","","","","","","","","","","","","","","","","","","","","","","","","","",""]
[{"$nulls":16},730,"","","","","","","","","","","","","","","","","","","","","","","","","","","","","",""]
[{"$nulls":16},731,"","","","","","","","","","","","","","","","","","","","","","","","","","","","","",""]
[{"$nulls":16},732,"","","","","","","","","","","","","","","","","","","","","","","","","","","","","",""]
[{"$nulls":16},733,"","","","","","","","","","","","","","","","","","","","","","","","","","","","","",""]
[{"$nulls":16},734,"","","","","","","","","","","","","","","","","","","","","","","","","","","","","",""]
[{"$nulls":16},735,"","","","","","","","","","","","","","","","","","","","","","","","","","","","","",""]
[{"$nulls":16},736,"","","","","","","","","","","","","","","","","","","","","","","","","","","","","",""]
[{"$nulls":16},737,"","","","","","","","","","","","","","","","","","","","","","","","","","","","","",""]
[{"$nulls":16},738,"","","","","","","","","","","","","","","","","","","","","","","","","","","","","",""]
[{"$nulls":16},739,"","","","","","","","","","","","","","","","","","","","","","","","","","","","","",""]
[{"$nulls":16},740,"","","","","","","","","","","","","","","","","","","","","","","","","","","","","",""]
[{"$nulls":16},741,"","","","","","","","","","","","","","","","","","","","","","","","","","","","","",""]
[{"$nulls":16},742,"","","","","","","","","","","","","","","","","","","","","","","","","","","","","",""]
[{"$nulls":16},743,"","","","","","","","","","","","","","","","","","","","","","","","","","","","","",""]
[{"$nulls":16},744,"","","","","","","","","","","","","","","","","","","","","","","","","","","","","",""]
[{"$nulls":16},745,"","","","","","","","","","","","","","","","","","","","","","","","","","","","","",""]
[{"$nulls":16},746,"","","","","","","","","","","","","","","","","","","","","","","","","","","","","",""]
[{"$nulls":16},747,"","","","","","","","","","","","","","","","","","","","","","","","","","","","","",""]
[{"$nulls":16},748,"","","","","","","","","","","","","","","","","","","","","","","","","","","","","",""]
[{"$nulls":16},749,"","","","","","","","","","","","","","","","","","","","","","","","","","","","","",""]
[{"$nulls":16},750,"","","","","","","","","","","","","","","","","","","","","","","","","","","","","",""]
[{"$nulls":16},751,"","","","","","","","","","","","","","","","","","","","","","","","","","","","","",""]
[{"$nulls":16},752,"","","","","","","","","","","","","","","","","","","","","","","","","","","","","",""]
[{"$nulls":16},753,"","","","","","","","","","","","","","","","","","","","","","","","","","","","","",""]
[{"$nulls":16},754,"","","","","","","","","","","","","","","","","","","","","","","","","","","","","",""]
[{"$nulls":16},755,"","","","","","","","","","","","","","","","","","","","","","","","","","","","","",""]
[{"$nulls":16},756,"","","","","","","","","","","","","","","","","","","","","","","","","","","","","",""]
[{"$nulls":16},757,"","","","","","","","","","","","","","","","","","","","","","","","","","","","","",""]
[{"$nulls":16},758,"","","","","","","","","","","","","","","","","","","","","","","","","","","","","",""]
[{"$nulls":16},759,"","","","","","","","","","","","","","","","","","","","","","","","","","","","","",""]
[{"$nulls":16},760,"","","","","","","","","","","","","","","","","","","","","","","","","","","","","",""]
[{"$nulls":16},761,"","","","","","","","","","","","","","","","","","","","","","","","","","","","","",""]
[{"$nulls":16},762,"","","","","","","","","","","","","","","","","","","","","","","","","","","","","",""]
[{"$nulls":16},763,"","","","","","","","","","","","","","","","","","","","","","","","","","","","","",""]
[{"$nulls":16},764,"","","","","","","","","","","","","","","","","","","","","","","","","","","","","",""]
[{"$nulls":16},765,"","","","","","","","","","","","","","","","","","","","","","","","","","","","","",""]
[{"$nulls":16},766,"","","","","","","","","","","","","","","","","","","","","","","","","","","","","",""]
[{"$nulls":16},767,"","","","","","","","","","","","","","","","","","","","","","","","","","","","","",""]
[{"$nulls":16},768,"","","","","","","","","","","","","","","","","","","","","","","","","","","","","",""]
[{"$nulls":16},769,"","","","","","","","","","","","","","","","","","","","","","","","","","","","","",""]
[{"$nulls":16},770,"","","","","","","","","","","","","","","","","","","","","","","","","","","","","",""]
[{"$nulls":16},771,"","","","","","","","","","","","","","","","","","","","","","","","","","","","","",""]
[{"$nulls":16},772,"","","","","","","","","","","","","","","","","","","","","","","","","","","","","",""]
[{"$nulls":16},773,"","","","","","","","","","","","","","","","","","","","","","","","","","","","","",""]
[{"$nulls":16},774,"","","","","","","","","","","","","","","","","","","","","","","","","","","","","",""]
[{"$nulls":16},775,"","","","","","","","","","","","","","","","","","","","","","","","","","","","","",""]
[{"$nulls":16},776,"","","","","","","","","","","","","","","","","","","","","","","","","","","","","",""]
[{"$nulls":16},777,"","","","","","","","","","","","","","","","","","","","","","","","","","","","","",""]
[{"$nulls":16},778,"","","","","","","","","","","","","","","","","","","","","","","","","","","","","",""]
[{"$nulls":16},779,"","","","","","","","","","","","","","","","","","","","","","","","","","","","","",""]
[{"$nulls":16},780,"","","","","","","","","","","","","","","","","","","","","","","","","","","","","",""]
[{"$nulls":16},781,"","","","","","","","","","","","","","","","","","","","","","","","","","","","","",""]
[{"$nulls":16},782,"","","","","","","","","","","","","","","","","","","","","","","","","","","","","",""]
[{"$nulls":16},783,"","","","","","","","","","","","","","","","","","","","","","","","","","","","","",""]
[{"$nulls":16},784,"","","","","","","","","","","","","","","","","","","","","","","","","","","","","",""]
[{"$nulls":16},785,"","","","","","","","","","","","","","","","","","","","","","","","","","","","","",""]
[{"$nulls":16},786,"","","","","","","","","","","","","","","","","","","","","","","","","","","","","",""]
[{"$nulls":16},787,"","","","","","","","","","","","","","","","","","","","","","","","","","","","","",""]
[{"$nulls":16},788,"","","","","","","","","","","","","","","","","","","","","","","","","","","","","",""]
[{"$nulls":16},789,"","","","","","","","","","","","","","","","","","","","","","","","","","","","","",""]
[{"$nulls":16},790,"","","","","","","","","","","","","","","","","","","","","","","","","","","","","",""]
[{"$nulls":16},791,"","","","","","","","","","","","","","","","","","","","","","","","","","","","","",""]
[{"$nulls":16},792,"","","","","","","","","","","","","","","","","","","","","","","","","","","","","",""]
[{"$nulls":16},793,"","","","","","","","","","","","","","","","","","","","","","","","","","","","","",""]
[{"$nulls":16},794,"","","","","","","","","","","","","","","","","","","","","","","","","","","","","",""]
[{"$nulls":16},795,"","","","","","","","","","","","","","","","","","","","","","","","","","","","","",""]
[{"$nulls":16},796,"","","","","","","","","","","","","","","","","","","","","","","","","","","","","",""]
[{"$nulls":16},797,"","","","","","","","","","","","","","","","","","","","","","","","","","","","","",""]
[{"$nulls":16},798,"","","","","","","","","","","","","","","","","","","","","","","","","","","","","",""]
[{"$nulls":16},799,"","","","","","","","","","","","","","","","","","","","","","","","","","","","","",""]
[{"$nulls":16},800,"","","","","","","","","","","","","","","","","","","","","","","","","","","","","",""]
[{"$nulls":16},801,"","","","","","","","","","","","","","","","","","","","","","","","","","","","","",""]
[{"$nulls":16},802,"","","","","","","","","","","","","","","","","","","","","","","","","","","","","",""]
[{"$nulls":16},803,"","","","","","","","","","","","","","","","","","","","","","","","","","","","","",""]
[{"$nulls":16},804,"","","","","","","","","","","","","","","","","","","","","","","","","","","","","",""]
[{"$nulls":16},805,"","","","","","","","","","","","","","","","","","","","","","","","","","","","","",""]
[{"$nulls":16},806,"","","","","","","","","","","","","","","","","","","","","","","","","","","","","",""]
[{"$nulls":16},807,"","","","","","","","","","","","","","","","","","","","","","","","","","","","","",""]
[{"$nulls":16},808,"","","","","","","","","","","","","","","","","","","","","","","","","","","","","",""]
[{"$nulls":16},809,"","","","","","","","","","","","","","","","","","","","","","","","","","","","","",""]
[{"$nulls":16},810,"","","","","","","","","","","","","","","","","","","","","","","","","","","","","",""]
[{"$nulls":16},811,"","","","","","","","","","","","","","","","","","","","","","","","","","","","","",""]
[{"$nulls":16},812,"","","","","","","","","","","","","","","","","","","","","","","","","","","","","",""]
[{"$nulls":16},813,"","","","","","","","","","","","","","","","","","","","","","","","","","","","","",""]
[{"$nulls":16},814,"","","","","","","","","","","","","","","","","","","","","","","","","","","","","",""]
[{"$nulls":16},815,"","","","","","","","","","","","","","","","","","","","","","","","","","","","","",""]
[{"$nulls":16},816,"","","","","","","","","","","","","","","","","","","","","","","","","","","","","",""]
[{"$nulls":16},817,"","","","","","","","","","","","","","","","","","","","","","","","","","","","","",""]
[{"$nulls":16},818,"","","","","","","","","","","","","","","","","","","","","","","","","","","","","",""]
[{"$nulls":16},819,"","","","","","","","","","","","","","","","","","","","","","","","","","","","","",""]
[{"$nulls":16},820,"","","","","","","","","","","","","","","","","","","","","","","","","","","","","",""]
[{"$nulls":16},821,"","","","","","","","","","","","","","","","","","","","","","","","","","","","","",""]
[{"$nulls":16},822,"","","","","","","","","","","","","","","","","","","","","","","","","","","","","",""]
[{"$nulls":16},823,"","","","","","","","","","","","","","","","","","","","","","","","","","","","","",""]
[{"$nulls":16},824,"","","","","","","","","","","","","","","","","","","","","","","","","","","","","",""]
[{"$nulls":16},825,"","","","","","","","","","","","","","","","","","","","","","","","","","","","","",""]
[{"$nulls":16},826,"","","","","","","","","","","","","","","","","","","","","","","","","","","","","",""]
[{"$nulls":16},827,"","","","","","","","","","","","","","","","","","","","","","","","","","","","","",""]
[{"$nulls":16},828,"","","","","","","","","","","","","","","","","","","","","","","","","","","","","",""]
[{"$nulls":16},829,"","","","","","","","","","","","","","","","","","","","","","","","","","","","","",""]
[{"$nulls":16},830,"","","","","","","","","","","","","","","","","","","","","","","","","","","","","",""]
[{"$nulls":16},831,"","","","","","","","","","","","","","","","","","","","","","","","","","","","","",""]
[{"$nulls":16},832,"","","","","","","","","","","","","","","","","","","","","","","","","","","","","",""]
[{"$nulls":16},833,"","","","","","","","","","","","","","","","","","","","","","","","","","","","","",""]
[{"$nulls":16},834,"","","","","","","","","","","","","","","","","","","","","","","","","","","","","",""]
[{"$nulls":16},835,"","","","","","","","","","","","","","","","","","","","","","","","","","","","","",""]
[{"$nulls":16},836,"","","","","","","","","","","","","","","","","","","","","","","","","","","","","",""]
[{"$nulls":16},837,"","","","","","","","","","","","","","","","","","","","","","","","","","","","","",""]
[{"$nulls":16},838,"","","","","","","","","","","","","","","","","","","","","","","","","","","","","",""]
[{"$nulls":16},839,"","","","","","","","","","","","","","","","","","","","","","","","","","","","","",""]
[{"$nulls":16},840,"","","","","","","","","","","","","","","","","","","","","","","","","","","","","",""]
[{"$nulls":16},841,"","","","","","","","","","","","","","","","","","","","","","","","","","","","","",""]
[{"$nulls":16},842,"","","","","","","","","","","","","","","","","","","","","","","","","","","","","",""]
[{"$nulls":16},843,"","","","","","","","","","","","","","","","","","","","","","","","","","","","","",""]
[{"$nulls":16},844,"","","","","","","","","","","","","","","","","","","","","","","","","","","","","",""]
[{"$nulls":16},845,"","","","","","","","","","","","","","","","","","","","","","","","","","","","","",""]
[{"$nulls":16},846,"","","","","","","","","","","","","","","","","","","","","","","","","","","","","",""]
[{"$nulls":16},847,"","","","","","","","","","","","","","","","","","","","","","","","","","","","","",""]
[{"$nulls":16},848,"","","","","","","","","","","","","","","","","","","","","","","","","","","","","",""]
[{"$nulls":16},849,"","","","","","","","","","","","","","","","","","","","","","","","","","","","","",""]
[{"$nulls":16},850,"","","","","","","","","","","","","","","","","","","","","","","","","","","","","",""]
[{"$nulls":16},851,"","","","","","","","","","","","","","","","","","","","","","","","","","","","","",""]
[{"$nulls":16},852,"","","","","","","","","","","","","","","","","","","","","","","","","","","","","",""]
[{"$nulls":16},853,"","","","","","","","","","","","","","","","","","","","","","","","","","","","","",""]
[{"$nulls":16},854,"","","","","","","","","","","","","","","","","","","","","","","","","","","","","",""]
[{"$nulls":16},855,"","","","","","","","","","","","","","","","","","","","","","","","","","","","","",""]
[{"$nulls":16},856,"","","","","","","","","","","","","","","","","","","","","","","","","","","","","",""]
[{"$nulls":16},857,"","","","","","","","","","","","","","","","","","","","","","","","","","","","","",""]
[{"$nulls":16},858,"","","","","","","","","","","","","","","","","","","","","","","","","","","","","",""]
[{"$nulls":16},859,"","","","","","","","","","","","","","","","","","","","","","","","","","","","","",""]
[{"$nulls":16},860,"","","","","","","","","","","","","","","","","","","","","","","","","","","","","",""]
[{"$nulls":16},861,"","","","","","","","","","","","","","","","","","","","","","","","","","","","","",""]
[{"$nulls":16},862,"","","","","","","","","","","","","","","","","","","","","","","","","","","","","",""]
[{"$nulls":16},863,"","","","","","","","","","","","","","","","","","","","","","","","","","","","","",""]
[{"$nulls":16},864,"","","","","","","","","","","","","","","","","","","","","","","","","","","","","",""]
[{"$nulls":16},865,"","","","","","","","","","","","","","","","","","","","","","","","","","","","","",""]
[{"$nulls":16},866,"","","","","","","","","","","","","","","","","","","","","","","","","","","","","",""]
[{"$nulls":16},867,"","","","","","","","","","","","","","","","","","","","","","","","","","","","","",""]
[{"$nulls":16},868,"","","","","","","","","","","","","","","","","","","","","","","","","","","","","",""]
[{"$nulls":16},869,"","","","","","","","","","","","","","","","","","","","","","","","","","","","","",""]
[{"$nulls":16},870,"","","","","","","","","","","","","","","","","","","","","","","","","","","","","",""]
[{"$nulls":16},871,"","","","","","","","","","","","","","","","","","","","","","","","","","","","","",""]
[{"$nulls":16},872,"","","","","","","","","","","","","","","","","","","","","","","","","","","","","",""]
[{"$nulls":16},873,"","","","","","","","","","","","","","","","","","","","","","","","","","","","","",""]
[{"$nulls":16},874,"","","","","","","","","","","","","","","","","","","","","","","","","","","","","",""]
[{"$nulls":16},875,"","","","","","","","","","","","","","","","","","","","","","","","","","","","","",""]
[{"$nulls":16},876,"","","","","","","","","","","","","","","","","","","","","","","","","","","","","",""]
[{"$nulls":16},877,"","","","","","","","","","","","","","","","","","","","","","","","","","","","","",""]
[{"$nulls":16},878,"","","","","","","","","","","","","","","","","","","","","","","","","","","","","",""]
[{"$nulls":16},879,"","","","","","","","","","","","","","","","","","","","","","","","","","","","","",""]
[{"$nulls":16},880,"","","","","","","","","","","","","","","","","","","","","","","","","","","","","",""]
[{"$nulls":16},881,"","","","","","","","","","","","","","","","","","","","","","","","","","","","","",""]
[{"$nulls":16},882,"","","","","","","","","","","","","","","","","","","","","","","","","","","","","",""]
[{"$nulls":16},883,"","","","","","","","","","","","","","","","","","","","","","","","","","","","","",""]
[{"$nulls":16},884,"","","","","","","","","","","","","","","","","","","","","","","","","","","","","",""]
[{"$nulls":16},885,"","","","","","","","","","","","","","","","","","","","","","","","","","","","","",""]
[{"$nulls":16},886,"","","","","","","","","","","","","","","","","","","","","","","","","","","","","",""]
[{"$nulls":16},887,"","","","","","","","","","","","","","","","","","","","","","","","","","","","","",""]
[{"$nulls":16},888,"","","","","","","","","","","","","","","","","","","","","","","","","","","","","",""]
[{"$nulls":16},889,"","","","","","","","","","","","","","","","","","","","","","","","","","","","","",""]
[{"$nulls":16},890,"","","","","","","","","","","","","","","","","","","","","","","","","","","","","",""]
[{"$nulls":16},891,"","","","","","","","","","","","","","","","","","","","","","","","","","","","","",""]
[{"$nulls":16},892,"","","","","","","","","","","","","","","","","","","","","","","","","","","","","",""]
[{"$nulls":16},893,"","","","","","","","","","","","","","","","","","","","","","","","","","","","","",""]
[{"$nulls":16},894,"","","","","","","","","","","","","","","","","","","","","","","","","","","","","",""]
[{"$nulls":16},895,"","","","","","","","","","","","","","","","","","","","","","","","","","","","","",""]
[{"$nulls":16},896,"","","","","","","","","","","","","","","","","","","","","","","","","","","","","",""]
[{"$nulls":16},897,"","","","","","","","","","","","","","","","","","","","","","","","","","","","","",""]
[{"$nulls":16},898,"","","","","","","","","","","","","","","","","","","","","","","","","","","","","",""]
[{"$nulls":16},899,"","","","","","","","","","","","","","","","","","","","","","","","","","","","","",""]
[{"$nulls":16},900,"","","","","","","","","","","","","","","","","","","","","","","","","","","","","",""]
[{"$nulls":16},901,"","","","","","","","","","","","","","","","","","","","","","","","","","","","","",""]
[{"$nulls":16},902,"","","","","","","","","","","","","","","","","","","","","","","","","","","","","",""]
[{"$nulls":16},903,"","","","","","","","","","","","","","","","","","","","","","","","","","","","","",""]
[{"$nulls":16},904,"","","","","","","","","","","","","","","","","","","","","","","","","","","","","",""]
[{"$nulls":16},905,"","","","","","","","","","","","","","","","","","","","","","","","","","","","","",""]
[{"$nulls":16},906,"","","","","","","","","","","","","","","","","","","","","","","","","","","","","",""]
[{"$nulls":16},907,"","","","","","","","","","","","","","","","","","","","","","","","","","","","","",""]
[{"$nulls":16},908,"","","","","","","","","","","","","","","","","","","","","","","","","","","","","",""]
[{"$nulls":16},909,"","","","","","","","","","","","","","","","","","","","","","","","","","","","","",""]
[{"$nulls":16},910,"","","","","","","","","","","","","","","","","","","","","","","","","","","","","",""]
[{"$nulls":16},911,"","","","","","","","","","","","","","","","","","","","","","","","","","","","","",""]
[{"$nulls":16},912,"","","","","","","","","","","","","","","","","","","","","","","","","","","","","",""]
[{"$nulls":16},913,"","","","","","","","","","","","","","","","","","","","","","","","","","","","","",""]
[{"$nulls":16},914,"","","","","","","","","","","","","","","","","","","","","","","","","","","","","",""]
[{"$nulls":16},915,"","","","","","","","","","","","","","","","","","","","","","","","","","","","","",""]
[{"$nulls":16},916,"","","","","","","","","","","","","","","","","","","","","","","","","","","","","",""]
[{"$nulls":16},917,"","","","","","","","","","","","","","","","","","","","","","","","","","","","","",""]
[{"$nulls":16},918,"","","","","","","","","","","","","","","","","","","","","","","","","","","","","",""]
[{"$nulls":16},919,"","","","","","","","","","","","","","","","","","","","","","","","","","","","","",""]
[{"$nulls":16},920,"","","","","","","","","","","","","","","","","","","","","","","","","","","","","",""]
[{"$nulls":16},921,"","","","","","","","","","","","","","","","","","","","","","","","","","","","","",""]
[{"$nulls":16},922,"","","","","","","","","","","","","","","","","","","","","","","","","","","","","",""]
[{"$nulls":16},923,"","","","","","","","","","","","","","","","","","","","","","","","","","","","","",""]
[{"$nulls":16},924,"","","","","","","","","","","","","","","","","","","","","","","","","","","","","",""]
[{"$nulls":16},925,"","","","","","","","","","","","","","","","","","","","","","","","","","","","","",""]
[{"$nulls":16},926,"","","","","","","","","","","","","","","","","","","","","","","","","","","","","",""]
[{"$nulls":16},927,"","","","","","","","","","","","","","","","","","","","","","","","","","","","","",""]
[{"$nulls":16},928,"","","","","","","","","","","","","","","","","","","","","","","","","","","","","",""]
[{"$nulls":16},929,"","","","","","","","","","","","","","","","","","","","","","","","","","","","","",""]
[{"$nulls":16},930,"","","","","","","","","","","","","","","","","","","","","","","","","","","","","",""]
[{"$nulls":16},931,"","","","","","","","","","","","","","","","","","","","","","","","","","","","","",""]
[{"$nulls":16},932,"","","","","","","","","","","","","","","","","","","","","","","","","","","","","",""]
[{"$nulls":16},933,"","","","","","","","","","","","","","","","","","","","","","","","","","","","","",""]
[{"$nulls":16},934,"","","","","","","","","","","","","","","","","","","","","","","","","","","","","",""]
[{"$nulls":16},935,"","","","","","","","","","","","","","","","","","","","","","","","","","","","","",""]
[{"$nulls":16},936,"","","","","","","","","","","","","","","","","","","","","","","","","","","","","",""]
[{"$nulls":16},937,"","","","","","","","","","","","","","","","","","","","","","","","","","","","","",""]
[{"$nulls":16},938,"","","","","","","","","","","","","","","","","","","","","","","","","","","","","",""]
[{"$nulls":16},939,"","","","","","","","","","","","","","","","","","","","","","","","","","","","","",""]
[{"$nulls":16},940,"","","","","","","","","","","","","","","","","","","","","","","","","","","","","",""]
[{"$nulls":16},941,"","","","","","","","","","","","","","","","","","","","","","","","","","","","","",""]
[{"$nulls":16},942,"","","","","","","","","","","","","","","","","","","","","","","","","","","","","",""]
[{"$nulls":16},943,"","","","","","","","","","","","","","","","","","","","","","","","","","","","","",""]
[{"$nulls":16},944,"","","","","","","","","","","","","","","","","","","","","","","","","","","","","",""]
[{"$nulls":16},945,"","","","","","","","","","","","","","","","","","","","","","","","","","","","","",""]
[{"$nulls":16},946,"","","","","","","","","","","","","","","","","","","","","","","","","","","","","",""]
[{"$nulls":16},947,"","","","","","","","","","","","","","","","","","","","","","","","","","","","","",""]
[{"$nulls":16},948,"","","","","","","","","","","","","","","","","","","","","","","","","","","","","",""]
[{"$nulls":16},949,"","","","","","","","","","","","","","","","","","","","","","","","","","","","","",""]
[{"$nulls":16},950,"","","","","","","","","","","","","","","","","","","","","","","","","","","","","",""]
[{"$nulls":16},951,"","","","","","","","","","","","","","","","","","","","","","","","","","","","","",""]
[{"$nulls":16},952,"","","","","","","","","","","","","","","","","","","","","","","","","","","","","",""]
[{"$nulls":16},953,"","","","","","","","","","","","","","","","","","","","","","","","","","","","","",""]
[{"$nulls":16},954,"","","","","","","","","","","","","","","","","","","","","","","","","","","","","",""]
[{"$nulls":16},955,"","","","","","","","","","","","","","","","","","","","","","","","","","","","","",""]
[{"$nulls":16},956,"","","","","","","","","","","","","","","","","","","","","","","","","","","","","",""]
[{"$nulls":16},957,"","","","","","","","","","","","","","","","","","","","","","","","","","","","","",""]
[{"$nulls":16},958,"","","","","","","","","","","","","","","","","","","","","","","","","","","","","",""]
[{"$nulls":16},959,"","","","","","","","","","","","","","","","","","","","","","","","","","","","","",""]
[{"$nulls":16},960,"","","","","","","","","","","","","","","","","","","","","","","","","","","","","",""]
[{"$nulls":16},961,"","","","","","","","","","","","","","","","","","","","","","","","","","","","","",""]
[{"$nulls":16},962,"","","","","","","","","","","","","","","","","","","","","","","","","","","","","",""]
[{"$nulls":16},963,"","","","","","","","","","","","","","","","","","","","","","","","","","","","","",""]
[{"$nulls":16},964,"","","","","","","","","","","","","","","","","","","","","","","","","","","","","",""]
[{"$nulls":16},965,"","","","","","","","","","","","","","","","","","","","","","","","","","","","","",""]
[{"$nulls":16},966,"","","","","","","","","","","","","","","","","","","","","","","","","","","","","",""]
[{"$nulls":16},967,"","","","","","","","","","","","","","","","","","","","","","","","","","","","","",""]
[{"$nulls":16},968,"","","","","","","","","","","","","","","","","","","","","","","","","","","","","",""]
[{"$nulls":16},969,"","","","","","","","","","","","","","","","","","","","","","","","","","","","","",""]
[{"$nulls":16},970,"","","","","","","","","","","","","","","","","","","","","","","","","","","","","",""]
[{"$nulls":16},971,"","","","","","","","","","","","","","","","","","","","","","","","","","","","","",""]
[{"$nulls":16},972,"","","","","","","","","","","","","","","","","","","","","","","","","","","","","",""]
[{"$nulls":16},973,"","","","","","","","","","","","","","","","","","","","","","","","","","","","","",""]
[{"$nulls":16},974,"","","","","","","","","","","","","","","","","","","","","","","","","","","","","",""]
[{"$nulls":16},975,"","","","","","","","","","","","","","","","","","","","","","","","","","","","","",""]
[{"$nulls":16},976,"","","","","","","","","","","","","","","","","","","","","","","","","","","","","",""]
[{"$nulls":16},977,"","","","","","","","","","","","","","","","","","","","","","","","","","","","","",""]
[{"$nulls":16},978,"","","","","","","","","","","","","","","","","","","","","","","","","","","","","",""]
[{"$nulls":16},979,"","","","","","","","","","","","","","","","","","","","","","","","","","","","","",""]
[{"$nulls":16},980,"","","","","","","","","","","","","","","","","","","","","","","","","","","","","",""]
[{"$nulls":16},981,"","","","","","","","","","","","","","","","","","","","","","","","","","","","","",""]
[{"$nulls":16},982,"","","","","","","","","","","","","","","","","","","","","","","","","","","","","",""]
[{"$nulls":16},983,"","","","","","","","","","","","","","","","","","","","","","","","","","","","","",""]
[{"$nulls":16},984,"","","","","","","","","","","","","","","","","","","","","","","","","","","","","",""]
[{"$nulls":16},989,"","","","","","","","","","","","","","","","","","","","","","","","","","","","","",""]
[{"$nulls":16},994,"","","","","","","","","","","","","","","","","","","","","","","","","","","","","",""]
[{"$nulls":16},1003,"","","","","","","","","","","","","","","","","","","","","","","","","","","","","",""]
[{"$nulls":16},1011,"","","","","","","","","","","","","","","","","","","","","","","","","","","","","",""]
[{"$nulls":16},1017,"","","","","","","","","","","","","","","","","","","","","","","","","","","","","",""]
[{"$nulls":16},1028,"","","","","","","","","","","","","","","","","","","","","","","","","","","","","",""]
[{"$nulls":16},1031,"","","","","","","","","","","","","","","","","","","","","","","","","","","","","",""]
[{"$nulls":16},1037,"","","","","","","","","","","","","","","","","","","","","","","","","","","","","",""]
[{"$nulls":16},1045,"","","","","","","","","","","","","","","","","","","","","","","","","","","","","",""]
[{"$nulls":16},1054,"","","","","","","","","","","","","","","","","","","","","","","","","","","","","",""]
[{"$nulls":16},1062,"","","","","","","","","","","","","","","","","","","","","","","","","","","","","",""]
[{"$nulls":16},1071,"","","","","","","","","","","","","","","","","","","","","","","","","","","","","",""]
[{"$nulls":16},1076,"","","","","","","","","","","","","","","","","","","","","","","","","","","","","",""]
[{"$nulls":16},1088,"","","","","","","","","","","","","","","","","","","","","","","","","","","","","",""]
[{"$nulls":16},1090,"","","","","","","","","","","","","","","","","","","","","","","","","","","","","",""]
[{"$nulls":16},1097,"","","","","","","","","","","","","","","","","","","","","","","","","","","","","",""]
[{"$nulls":16},1111,"","","","","","","","","","","","","","","","","","","","","","","","","","","","","",""]
[{"$nulls":16},1114,"","","","","","","","","","","","","","","","","","","","","","","","","","","","","",""]
[{"$nulls":16},1121,"","","","","","","","","","","","","","","","","","","","","","","","","","","","","",""]
[{"$nulls":16},1131,"","","","","","","","","","","","","","","","","","","","","","","","","","","","","",""]
[{"$nulls":16},1140,"","","","","","","","","","","","","","","","","","","","","","","","","","","","","",""]
[{"$nulls":16},1148,"","","","","","","","","","","","","","","","","","","","","","","","","","","","","",""]
[{"$nulls":16},1157,"","","","","","","","","","","","","","","","","","","","","","","","","","","","","",""]
[{"$nulls":16},1158,"","","","","","","","","","","","","","","","","","","","","","","","","","","","","",""]
[{"$nulls":16},1166,"","","","","","","","","","","","","","","","","","","","","","","","","","","","","",""]
[{"$nulls":16},1179,"","","","","","","","","","","","","","","","","","","","","","","","","","","","","",""]
[{"$nulls":16},1183,"","","","","","","","","","","","","","","","","","","","","","","","","","","","","",""]
[{"$nulls":16},1193,"","","","","","","","","","","","","","","","","","","","","","","","","","","","","",""]
[{"$nulls":16},1200,"","","","","","","","","","","","","","","","","","","","","","","","","","","","","",""]
[{"$nulls":16},1207,"","","","","","","","","","","","","","","","","","","","","","","","","","","","","",""]
[{"$nulls":16},1217,"","","","","","","","","","","","","","","","","","","","","","","","","","","","","",""]
[{"$nulls":16},1224,"","","","","","","","","","","","","","","","","","","","","","","","","","","","","",""]
[{"$nulls":16},1226,"","","","","","","","","","","","","","","","","","","","","","","","","","","","","",""]
[{"$nulls":16},1238,"","","","","","","","","","","","","","","","","","","","","","","","","","","","","",""]
[{"$nulls":16},1243,"","","","","","","","","","","","","","","","","","","","","","","","","","","","","",""]
[{"$nulls":16},1252,"","","","","","","","","","","","","","","","","","","","","","","","","","","","","",""]
[{"$nulls":16},1260,"","","","","","","","","","","","","","","","","","","","","","","","","","","","","",""]
[{"$nulls":16},1266,"","","","","","","","","","","","","","","","","","","","","","","","","","","","","",""]
[{"$nulls":16},1277,"","","","","","","","","","","","","","","","","","","","","","","","","","","","","",""]
[{"$nulls":16},1278,"","","","","","","","","","","","","","","","","","","","","","","","","","","","","",""]
[{"$nulls":16},1289,"","","","","","","","","","","","","","","","","","","","","","","","","","","","","",""]
[{"$nulls":16},1295,"","","","","","","","","","","","","","","","","","","","","","","","","","","","","",""]
[{"$nulls":16},1303,"","","","","","","","","","","","","","","","","","","","","","","","","","","","","",""]
[{"$nulls":16},1312,"","","","","","","","","","","","","","","","","","","","","","","","","","","","","",""]
[{"$nulls":16},1320,"","","","","","","","","","","","","","","","","","","","","","","","","","","","","",""]
[{"$nulls":16},1329,"","","","","","","","","","","","","","","","","","","","","","","","","","","","","",""]
[{"$nulls":16},1334,"","","","","","","","","","","","","","","","","","","","","","","","","","","","","",""]
[{"$nulls":16},1338,"","","","","","","","","","","","","","","","","","","","","","","","","","","","","",""]
[{"$nulls":16},1348,"","","","","","","","","","","","","","","","","","","","","","","","","","","","","",""]
[{"$nulls":16},1355,"","","","","","","","","","","","","","","","","","","","","","","","","","","","","",""]
[{"$nulls":16},1362,"","","","","","","","","","","","","","","","","","","","","","","","","","","","","",""]
[{"$nulls":16},1372,"","","","","","","","","","","","","","","","","","","","","","","","","","","","","",""]
[{"$nulls":16},1379,"","","","","","","","","","","","","","","","","","","","","","","","","","","","","",""]
[{"$nulls":16},1389,"","","","","","","","","","","","","","","","","","","","","","","","","","","","","",""]
[{"$nulls":16},1393,"","","","","","","","","","","","","","","","","","","","","","","","","","","","","",""]
[{"$nulls":16},1398,"","","","","","","","","","","","","","","","","","","","","","","","","","","","","",""]
[{"$nulls":16},1407,"","","","","","","","","","","","","","","","","","","","","","","","","","","","","",""]
[{"$nulls":16},1415,"","","","","","","","","","","","","","","","","","","","","","","","","","","","","",""]
[{"$nulls":16},1424,"","","","","","","","","","","","","","","","","","","","","","","","","","","","","",""]
[{"$nulls":16},1430,"","","","","","","","","","","","","","","","","","","","","","","","","","","","","",""]
[{"$nulls":16},1441,"","","","","","","","","","","","","","","","","","","","","","","","","","","","","",""]
[{"$nulls":16},1444,"","","","","","","","","","","","","","","","","","","","","","","","","","","","","",""]
[{"$nulls":16},1458,"","","","","","","","","","","","","","","","","","","","","","","","","","","","","",""]
[{"$nulls":16},1465,"","","","","","","","","","","","","","","","","","","","","","","","","","","","","",""]
[{"$nulls":16},1467,"","","","","","","","","","","","","","","","","","","","","","","","","","","","","",""]
[{"$nulls":16},1475,"","","","","","","","","","","","","","","","","","","","","","","","","","","","","",""]
[{"$nulls":16},1484,"","","","","","","","","","","","","","","","","","","","","","","","","","","","","",""]
[{"$nulls":16},1489,"","","","","","","","","","","","","","","","","","","","","","","","","","","","","",""]
[{"$nulls":16},1501,"","","","","","","","","","","","","","","","","","","","","","","","","","","","","",""]
[{"$nulls":16},1510,"","","","","","","","","","","","","","","","","","","","","","","","","","","","","",""]
[{"$nulls":16},1518,"","","","","","","","","","","","","","","","","","","","","","","","","","","","","",""]
[{"$nulls":16},1524,"","","","","","","","","","","","","","","","","","","","","","","","","","","","","",""]
[{"$nulls":16},1527,"","","","","","","","","","","","","","","","","","","","","","","","","","","","","",""]
[{"$nulls":16},1534,"","","","","","","","","","","","","","","","","","","","","","","","","","","","","",""]
[{"$nulls":16},1544,"","","","","","","","","","","","","","","","","","","","","","","","","","","","","",""]
[{"$nulls":16},1555,"","","","","","","","","","","","","","","","","","","","","","","","","","","","","",""]
[{"$nulls":16},1561,"","","","","","","","","","","","","","","","","","","","","","","","","","","","","",""]
[{"$nulls":16},1570,"","","","","","","","","","","","","","","","","","","","","","","","","","","","","",""]
[{"$nulls":16},1578,"","","","","","","","","","","","","","","","","","","","","","","","","","","","","",""]
[{"$nulls":16},1579,"","","","","","","","","","","","","","","","","","","","","","","","","","","","","",""]
[{"$nulls":16},1592,"","","","","","","","","","","","","","","","","","","","","","","","","","","","","",""]
[{"$nulls":16},1596,"","","","","","","","","","","","","","","","","","","","","","","","","","","","","",""]
[{"$nulls":16},1606,"","","","","","","","","","","","","","","","","","","","","","","","","","","","","",""]
[{"$nulls":16},1613,"","","","","","","","","","","","","","","","","","","","","","","","","","","","","",""]
[{"$nulls":16},1620,"","","","","","","","","","","","","","","","","","","","","","","","","","","","","",""]
[{"$nulls":16},1630,"","","","","","","","","","","","","","","","","","","","","","","","","","","","","",""]
[{"$nulls":16},1637,"","","","","","","","","","","","","","","","","","","","","","","","","","","","","",""]
[{"$nulls":16},1639,"","","","","","","","","","","","","","","","","","","","","","","","","","","","","",""]
[{"$nulls":16},1651,"","","","","","","","","","","","","","","","","","","","","","","","","","","","","",""]
[{"$nulls":16},1656,"","","","","","","","","","","","","","","","","","","","","","","","","","","","","",""]
[{"$nulls":16},1665,"","","","","","","","","","","","","","","","","","","","","","","","","","","","","",""]
[{"$nulls":16},1673,"","","","","","","","","","","","","","","","","","","","","","","","","","","","","",""]
[{"$nulls":16},1679,"","","","","","","","","","","","","","","","","","","","","","","","","","","","","",""]
[{"$nulls":16},1690,"","","","","","","","","","","","","","","","","","","","","","","","","","","","","",""]
[{"$nulls":16},1696,"","","","","","","","","","","","","","","","","","","","","","","","","","","","","",""]
[{"$nulls":16},1699,"","","","","","","","","","","","","","","","","","","","","","","","","","","","","",""]
[{"$nulls":16},1708,"","","","","","","","","","","","","","","","","","","","","","","","","","","","","",""]
[{"$nulls":16},1716,"","","","","","","","","","","","","","","","","","","","","","","","","","","","","",""]
[{"$nulls":16},1725,"","","","","","","","","","","","","","","","","","","","","","","","","","","","","",""]
[{"$nulls":16},1733,"","","","","","","","","","","","","","","","","","","","","","","","","","","","","",""]
[{"$nulls":16},1742,"","","","","","","","","","","","","","","","","","","","","","","","","","","","","",""]
[{"$nulls":16},1747,"","","","","","","","","","","","","","","","","","","","","","","","","","","","","",""]
[{"$nulls":16},1759,"","","","","","","","","","","","","","","","","","","","","","","","","","","","","",""]
[{"$nulls":16},1761,"","","","","","","","","","","","","","","","","","","","","","","","","","","","","",""]
[{"$nulls":16},1768,"","","","","","","","","","","","","","","","","","","","","","","","","","","","","",""]
[{"$nulls":16},1775,"","","","","","","","","","","","","","","","","","","","","","","","","","","","","",""]
[{"$nulls":16},1785,"","","","","","","","","","","","","","","","","","","","","","","","","","","","","",""]
[{"$nulls":16},1792,"","","","","","","","","","","","","","","","","","","","","","","","","","","","","",""]
[{"$nulls":16},1802,"","","","","","","","","","","","","","","","","","","","","","","","","","","","","",""]
[{"$nulls":16},1806,"","","","","","","","","","","","","","","","","","","","","","","","","","","","","",""]
[{"$nulls":16},1819,"","","","","","","","","","","","","","","","","","","","","","","","","","","","","",""]
[{"$nulls":16},1820,"","","","","","","","","","","","","","","","","","","","","","","","","","","","","",""]
[{"$nulls":16},1828,"","","","","","","","","","","","","","","","","","","","","","","","","","","","","",""]
[{"$nulls":16},1841,"","","","","","","","","","","","","","","","","","","","","","","","","","","","","",""]
[{"$nulls":16},1845,"","","","","","","","","","","","","","","","","","","","","","","","","","","","","",""]
[{"$nulls":16},1854,"","","","","","","","","","","","","","","","","","","","","","","","","","","","","",""]
[{"$nulls":16},1864,"","","","","","","","","","","","","","","","","","","","","","","","","","","","","",""]
[{"$nulls":16},1871,"","","","","","","","","","","","","","","","","","","","","","","","","","","","","",""]
[{"$nulls":16},1878,"","","","","","","","","","","","","","","","","","","","","","","","","","","","","",""]
[{"$nulls":16},1880,"","","","","","","","","","","","","","","","","","","","","","","","","","","","","",""]
[{"$nulls":16},1888,"","","","","","","","","","","","","","","","","","","","","","","","","","","","","",""]
[{"$nulls":16},1897,"","","","","","","","","","","","","","","","","","","","","","","","","","","","","",""]
[{"$nulls":16},1909,"","","","","","","","","","","","","","","","","","","","","","","","","","","","","",""]
[{"$nulls":16},1914,"","","","","","","","","","","","","","","","","","","","","","","","","","","","","",""]
[{"$nulls":16},1923,"","","","","","","","","","","","","","","","","","","","","","","","","","","","","",""]
[{"$nulls":16},1931,"","","","","","","","","","","","","","","","","","","","","","","","","","","","","",""]
[{"$nulls":16},1937,"","","","","","","","","","","","","","","","","","","","","","","","","","","","","",""]
[{"$nulls":16},1940,"","","","","","","","","","","","","","","","","","","","","","","","","","","","","",""]
[{"$nulls":16},1954,"","","","","","","","","","","","","","","","","","","","","","","","","","","","","",""]
[{"$nulls":16},1957,"","","","","","","","","","","","","","","","","","","","","","","","","","","","","",""]
[{"$nulls":16},1968,"","","","","","","","","","","","","","","","","","","","","","","","","","","","","",""]
[{"$nulls":16},1974,"","","","","","","","","","","","","","","","","","","","","","","","","","","","","",""]
[{"$nulls":16},1982,"","","","","","","","","","","","","","","","","","","","","","","","","","","","","",""]
[{"$nulls":16},1991,"","","","","","","","","","","","","","","","","","","","","","","","","","","","","",""]
[{"$nulls":16},2000,"","","","","","","","","","","","","","","","","","","","","","","","","","","","","",""]
[{"$nulls":16},2005,"","","","","","","","","","","","","","","","","","","","","","","","","","","","","",""]
[{"$nulls":16},2009,"","","","","","","","","","","","","","","","","","","","","","","","","","","","","",""]
[{"$nulls":16},2019,"","","","","","","","","","","","","","","","","","","","","","","","","","","","","",""]
[{"$nulls":16},2026,"","","","","","","","","","","","","","","","","","","","","","","","","","","","","",""]
[{"$nulls":16},2033,"","","","","","","","","","","","","","","","","","","","","","","","","","","","","",""]
[{"$nulls":16},2043,"","","","","","","","","","","","","","","","","","","","","","","","","","","","","",""]
[{"$nulls":16},2050,"","","","","","","","","","","","","","","","","","","","","","","","","","","","","",""]
[{"$nulls":16},2060,"","","","","","","","","","","","","","","","","","","","","","","","","","","","","",""]
[{"$nulls":16},2064,"","","","","","","","","","","","","","","","","","","","","","","","","","","","","",""]
[{"$nulls":16},2069,"","","","","","","","","","","","","","","","","","","","","","","","","","","","","",""]
[{"$nulls":16},2078,"","","","","","","","","","","","","","","","","","","","","","","","","","","","","",""]
[{"$nulls":16},2086,"","","","","","","","","","","","","","","","","","","","","","","","","","","","","",""]
[{"$nulls":16},2092,"","","","","","","","","","","","","","","","","","","","","","","","","","","","","",""]
[{"$nulls":16},2103,"","","","","","","","","","","","","","","","","","","","","","","","","","","","","",""]
[{"$nulls":16},2109,"","","","","","","","","","","","","","","","","","","","","","","","","","","","","",""]
[{"$nulls":16},2120,"","","","","","","","","","","","","","","","","","","","","","","","","","","","","",""]
[{"$nulls":16},2123,"","","","","","","","","","","","","","","","","","","","","","","","","","","","","",""]
[{"$nulls":16},2129,"","","","","","","","","","","","","","","","","","","","","","","","","","","","","",""]
[{"$nulls":16},2138,"","","","","","","","","","","","","","","","","","","","","","","","","","","","","",""]
[{"$nulls":16},2146,"","","","","","","","","","","","","","","","","","","","","","","","","","","","","",""]
[{"$nulls":16},2155,"","","","","","","","","","","","","","","","","","","","","","","","","","","","","",""]
[{"$nulls":16},2160,"","","","","","","","","","","","","","","","","","","","","","","","","","","","","",""]
[{"$nulls":16},2172,"","","","","","","","","","","","","","","","","","","","","","","","","","","","","",""]
[{"$nulls":16},2174,"","","","","","","","","","","","","","","","","","","","","","","","","","","","","",""]
[{"$nulls":16},2181,"","","","","","","","","","","","","","","","","","","","","","","","","","","","","",""]
[{"$nulls":16},2195,"","","","","","","","","","","","","","","","","","","","","","","","","","","","","",""]
[{"$nulls":16},2198,"","","","","","","","","","","","","","","","","","","","","","","","","","","","","",""]
[{"$nulls":16},2205,"","","","","","","","","","","","","","","","","","","","","","","","","","","","","",""]
[{"$nulls":16},2215,"","","","","","","","","","","","","","","","","","","","","","","","","","","","","",""]
[{"$nulls":16},2219,"","","","","","","","","","","","","","","","","","","","","","","","","","","","","",""]
[{"$nulls":16},2232,"","","","","","","","","","","","","","","","","","","","","","","","","","","","","",""]
[{"$nulls":16},2240,"","","","","","","","","","","","","","","","","","","","","","","","","","","","","",""]
[{"$nulls":16},2241,"","","","","","","","","","","","","","","","","","","","","","","","","","","","","",""]
[{"$nulls":16},2254,"","","","","","","","","","","","","","","","","","","","","","","","","","","","","",""]
[{"$nulls":16},2258,"","","","","","","","","","","","","","","","","","","","","","","","","","","","","",""]
[{"$nulls":16},2264,"","","","","","","","","","","","","","","","","","","","","","","","","","","","","",""]
[{"$nulls":16},2275,"","","","","","","","","","","","","","","","","","","","","","","","","","","","","",""]
[{"$nulls":16},2285,"","","","","","","","","","","","","","","","","","","","","","","","","","","","","",""]
[{"$nulls":16},2292,"","","","","","","","","","","","","","","","","","","","","","","","","","","","","",""]
[{"$nulls":16},2301,"","","","","","","","","","","","","","","","","","","","","","","","","","","","","",""]
[{"$nulls":16},2308,"","","","","","","","","","","","","","","","","","","","","","","","","","","","","",""]
[{"$nulls":16},2310,"","","","","","","","","","","","","","","","","","","","","","","","","","","","","",""]
[{"$nulls":16},2322,"","","","","","","","","","","","","","","","","","","","","","","","","","","","","",""]
[{"$nulls":16},2327,"","","","","","","","","","","","","","","","","","","","","","","","","","","","","",""]
[{"$nulls":16},2336,"","","","","","","","","","","","","","","","","","","","","","","","","","","","","",""]
[{"$nulls":16},2344,"","","","","","","","","","","","","","","","","","","","","","","","","","","","","",""]
[{"$nulls":16},2350,"","","","","","","","","","","","","","","","","","","","","","","","","","","","","",""]
[{"$nulls":16},2361,"","","","","","","","","","","","","","","","","","","","","","","","","","","","","",""]
[{"$nulls":16},2367,"","","","","","","","","","","","","","","","","","","","","","","","","","","","","",""]
[{"$nulls":16},2370,"","","","","","","","","","","","","","","","","","","","","","","","","","","","","",""]
[{"$nulls":16},2381,"","","","","","","","","","","","","","","","","","","","","","","","","","","","","",""]
[{"$nulls":16},2387,"","","","","","","","","","","","","","","","","","","","","","","","","","","","","",""]
[{"$nulls":16},2395,"","","","","","","","","","","","","","","","","","","","","","","","","","","","","",""]
[{"$nulls":16},2404,"","","","","","","","","","","","","","","","","","","","","","","","","","","","","",""]
[{"$nulls":16},2409,"","","","","","","","","","","","","","","","","","","","","","","","","","","","","",""]
[{"$nulls":16},2421,"","","","","","","","","","","","","","","","","","","","","","","","","","","","","",""]
[{"$nulls":16},2426,"","","","","","","","","","","","","","","","","","","","","","","","","","","","","",""]
[{"$nulls":16},2430,"","","","","","","","","","","","","","","","","","","","","","","","","","","","","",""]
[{"$nulls":16},2439,"","","","","","","","","","","","","","","","","","","","","","","","","","","","","",""]
[{"$nulls":16},2446,"","","","","","","","","","","","","","","","","","","","","","","","","","","","","",""]
[{"$nulls":16},2456,"","","","","","","","","","","","","","","","","","","","","","","","","","","","","",""]
[{"$nulls":16},2463,"","","","","","","","","","","","","","","","","","","","","","","","","","","","","",""]
[{"$nulls":16},2473,"","","","","","","","","","","","","","","","","","","","","","","","","","","","","",""]
[{"$nulls":16},2477,"","","","","","","","","","","","","","","","","","","","","","","","","","","","","",""]
[{"$nulls":16},2482,"","","","","","","","","","","","","","","","","","","","","","","","","","","","","",""]
[{"$nulls":16},2491,"","","","","","","","","","","","","","","","","","","","","","","","","","","","","",""]
[{"$nulls":16},2499,"","","","","","","","","","","","","","","","","","","","","","","","","","","","","",""]
[{"$nulls":16},2505,"","","","","","","","","","","","","","","","","","","","","","","","","","","","","",""]
[{"$nulls":16},2516,"","","","","","","","","","","","","","","","","","","","","","","","","","","","","",""]
[{"$nulls":16},2522,"","","","","","","","","","","","","","","","","","","","","","","","","","","","","",""]
[{"$nulls":16},2533,"","","","","","","","","","","","","","","","","","","","","","","","","","","","","",""]
[{"$nulls":16},2536,"","","","","","","","","","","","","","","","","","","","","","","","","","","","","",""]
[{"$nulls":16},2542,"","","","","","","","","","","","","","","","","","","","","","","","","","","","","",""]
[{"$nulls":16},2550,"","","","","","","","","","","","","","","","","","","","","","","","","","","","","",""]
[{"$nulls":16},2559,"","","","","","","","","","","","","","","","","","","","","","","","","","","","","",""]
[{"$nulls":16},2571,"","","","","","","","","","","","","","","","","","","","","","","","","","","","","",""]
[{"$nulls":16},2576,"","","","","","","","","","","","","","","","","","","","","","","","","","","","","",""]
[{"$nulls":16},2585,"","","","","","","","","","","","","","","","","","","","","","","","","","","","","",""]
[{"$nulls":16},2594,"","","","","","","","","","","","","","","","","","","","","","","","","","","","","",""]
[{"$nulls":16},2602,"","","","","","","","","","","","","","","","","","","","","","","","","","","","","",""]
[{"$nulls":16},2608,"","","","","","","","","","","","","","","","","","","","","","","","","","","","","",""]
[{"$nulls":16},2611,"","","","","","","","","","","","","","","","","","","","","","","","","","","","","",""]
[{"$nulls":16},2618,"","","","","","","","","","","","","","","","","","","","","","","","","","","","","",""]
[{"$nulls":16},2628,"","","","","","","","","","","","","","","","","","","","","","","","","","","","","",""]
[{"$nulls":16},2639,"","","","","","","","","","","","","","","","","","","","","","","","","","","","","",""]
[{"$nulls":16},2645,"","","","","","","","","","","","","","","","","","","","","","","","","","","","","",""]
[{"$nulls":16},2653,"","","","","","","","","","","","","","","","","","","","","","","","","","","","","",""]
[{"$nulls":16},2662,"","","","","","","","","","","","","","","","","","","","","","","","","","","","","",""]
[{"$nulls":16},2667,"","","","","","","","","","","","","","","","","","","","","","","","","","","","","",""]
[{"$nulls":16},2671,"","","","","","","","","","","","","","","","","","","","","","","","","","","","","",""]
[{"$nulls":16},2684,"","","","","","","","","","","","","","","","","","","","","","","","","","","","","",""]
[{"$nulls":16},2688,"","","","","","","","","","","","","","","","","","","","","","","","","","","","","",""]
[{"$nulls":16},2698,"","","","","","","","","","","","","","","","","","","","","","","","","","","","","",""]
[{"$nulls":16},2705,"","","","","","","","","","","","","","","","","","","","","","","","","","","","","",""]
[{"$nulls":16},2712,"","","","","","","","","","","","","","","","","","","","","","","","","","","","","",""]
[{"$nulls":16},2722,"","","","","","","","","","","","","","","","","","","","","","","","","","","","","",""]
[{"$nulls":16},2723,"","","","","","","","","","","","","","","","","","","","","","","","","","","","","",""]
[{"$nulls":16},2735,"","","","","","","","","","","","","","","","","","","","","","","","","","","","","",""]
[{"$nulls":16},2740,"","","","","","","","","","","","","","","","","","","","","","","","","","","","","",""]
[{"$nulls":16},2749,"","","","","","","","","","","","","","","","","","","","","","","","","","","","","",""]
[{"$nulls":16},2757,"","","","","","","","","","","","","","","","","","","","","","","","","","","","","",""]
[{"$nulls":16},2763,"","","","","","","","","","","","","","","","","","","","","","","","","","","","","",""]
[{"$nulls":16},2774,"","","","","","","","","","","","","","","","","","","","","","","","","","","","","",""]
[{"$nulls":16},2780,"","","","","","","","","","","","","","","","","","","","","","","","","","","","","",""]
[{"$nulls":16},2783,"","","","","","","","","","","","","","","","","","","","","","","","","","","","","",""]
[{"$nulls":16},2794,"","","","","","","","","","","","","","","","","","","","","","","","","","","","","",""]
[{"$nulls":16},2800,"","","","","","","","","","","","","","","","","","","","","","","","","","","","","",""]
[{"$nulls":16},2808,"","","","","","","","","","","","","","","","","","","","","","","","","","","","","",""]
[{"$nulls":16},2817,"","","","","","","","","","","","","","","","","","","","","","","","","","","","","",""]
[{"$nulls":16},2822,"","","","","","","","","","","","","","","","","","","","","","","","","","","","","",""]
[{"$nulls":16},2834,"","","","","","","","","","","","","","","","","","","","","","","","","","","","","",""]
[{"$nulls":16},2839,"","","","","","","","","","","","","","","","","","","","","","","","","","","","","",""]
[{"$nulls":16},2843,"","","","","","","","","","","","","","","","","","","","","","","","","","","","","",""]
[{"$nulls":16},2853,"","","","","","","","","","","","","","","","","","","","","","","","","","","","","",""]
[{"$nulls":16},2860,"","","","","","","","","","","","","","","","","","","","","","","","","","","","","",""]
[{"$nulls":16},2869,"","","","","","","","","","","","","","","","","","","","","","","","","","","","","",""]
[{"$nulls":16},2876,"","","","","","","","","","","","","","","","","","","","","","","","","","","","","",""]
[{"$nulls":16},2886,"","","","","","","","","","","","","","","","","","","","","","","","","","","","","",""]
[{"$nulls":16},2890,"","","","","","","","","","","","","","","","","","","","","","","","","","","","","",""]
[{"$nulls":16},2903,"","","","","","","","","","","","","","","","","","","","","","","","","","","","","",""]
[{"$nulls":16},2904,"","","","","","","","","","","","","","","","","","","","","","","","","","","","","",""]
[{"$nulls":16},2912,"","","","","","","","","","","","","","","","","","","","","","","","","","","","","",""]
[{"$nulls":16},2925,"","","","","","","","","","","","","","","","","","","","","","","","","","","","","",""]
[{"$nulls":16},2929,"","","","","","","","","","","","","","","","","","","","","","","","","","","","","",""]
[{"$nulls":16},2935,"","","","","","","","","","","","","","","","","","","","","","","","","","","","","",""]
[{"$nulls":16},2946,"","","","","","","","","","","","","","","","","","","","","","","","","","","","","",""]
[{"$nulls":16},2949,"","","","","","","","","","","","","","","","","","","","","","","","","","","","","",""]
[{"$nulls":16},2963,"","","","","","","","","","","","","","","","","","","","","","","","","","","","","",""]
[{"$nulls":16},2970,"","","","","","","","","","","","","","","","","","","","","","","","","","","","","",""]
[{"$nulls":16},2972,"","","","","","","","","","","","","","","","","","","","","","","","","","","","","",""]
[{"$nulls":16},2984,"","","","","","","","","","","","","","","","","","","","","","","","","","","","","",""]
[{"$nulls":16},2989,"","","","","","","","","","","","","","","","","","","","","","","","","","","","","",""]
[{"$nulls":16},2994,"","","","","","","","","","","","","","","","","","","","","","","","","","","","","",""]
[{"$nulls":16},3006,"","","","","","","","","","","","","","","","","","","","","","","","","","","","","",""]
[{"$nulls":16},3015,"","","","","","","","","","","","","","","","","","","","","","","","","","","","","",""]
[{"$nulls":16},3021,"","","","","","","","","","","","","","","","","","","","","","","","","","","","","",""]
[{"$nulls":16},3024,"","","","","","","","","","","","","","","","","","","","","","","","","","","","","",""]
[{"$nulls":16},3038,"","","","","","","","","","","","","","","","","","","","","","","","","","","","","",""]
[{"$nulls":16},3041,"","","","","","","","","","","","","","","","","","","","","","","","","","","","","",""]
[{"$nulls":16},3052,"","","","","","","","","","","","","","","","","","","","","","","","","","","","","",""]
[{"$nulls":16},3058,"","","","","","","","","","","","","","","","","","","","","","","","","","","","","",""]
[{"$nulls":16},3066,"","","","","","","","","","","","","","","","","","","","","","","","","","","","","",""]
[{"$nulls":16},3075,"","","","","","","","","","","","","","","","","","","","","","","","","","","","","",""]
[{"$nulls":16},3080,"","","","","","","","","","","","","","","","","","","","","","","","","","","","","",""]
[{"$nulls":16},3084,"","","","","","","","","","","","","","","","","","","","","","","","","","","","","",""]
[{"$nulls":16},3097,"","","","","","","","","","","","","","","","","","","","","","","","","","","","","",""]
[{"$nulls":16},3101,"","","","","","","","","","","","","","","","","","","","","","","","","","","","","",""]
[{"$nulls":16},3111,"","","","","","","","","","","","","","","","","","","","","","","","","","","","","",""]
[{"$nulls":16},3118,"","","","","","","","","","","","","","","","","","","","","","","","","","","","","",""]
[{"$nulls":16},3125,"","","","","","","","","","","","","","","","","","","","","","","","","","","","","",""]
[{"$nulls":16},3135,"","","","","","","","","","","","","","","","","","","","","","","","","","","","","",""]
[{"$nulls":16},3139,"","","","","","","","","","","","","","","","","","","","","","","","","","","","","",""]
[{"$nulls":16},3144,"","","","","","","","","","","","","","","","","","","","","","","","","","","","","",""]
[{"$nulls":16},3153,"","","","","","","","","","","","","","","","","","","","","","","","","","","","","",""]
[{"$nulls":16},3162,"","","","","","","","","","","","","","","","","","","","","","","","","","","","","",""]
[{"$nulls":16},3170,"","","","","","","","","","","","","","","","","","","","","","","","","","","","","",""]
[{"$nulls":16},3176,"","","","","","","","","","","","","","","","","","","","","","","","","","","","","",""]
[{"$nulls":16},3187,"","","","","","","","","","","","","","","","","","","","","","","","","","","","","",""]
[{"$nulls":16},3193,"","","","","","","","","","","","","","","","","","","","","","","","","","","","","",""]
[{"$nulls":16},3204,"","","","","","","","","","","","","","","","","","","","","","","","","","","","","",""]
[{"$nulls":16},3207,"","","","","","","","","","","","","","","","","","","","","","","","","","","","","",""]
[{"$nulls":16},3213,"","","","","","","","","","","","","","","","","","","","","","","","","","","","","",""]
[{"$nulls":16},3221,"","","","","","","","","","","","","","","","","","","","","","","","","","","","","",""]
[{"$nulls":16},3230,"","","","","","","","","","","","","","","","","","","","","","","","","","","","","",""]
[{"$nulls":16},3235,"","","","","","","","","","","","","","","","","","","","","","","","","","","","","",""]
[{"$nulls":16},3247,"","","","","","","","","","","","","","","","","","","","","","","","","","","","","",""]
[{"$nulls":16},3252,"","","","","","","","","","","","","","","","","","","","","","","","","","","","","",""]
[{"$nulls":16},3264,"","","","","","","","","","","","","","","","","","","","","","","","","","","","","",""]
[{"$nulls":16},3266,"","","","","","","","","","","","","","","","","","","","","","","","","","","","","",""]
[{"$nulls":16},3273,"","","","","","","","","","","","","","","","","","","","","","","","","","","","","",""]
[{"$nulls":16},3280,"","","","","","","","","","","","","","","","","","","","","","","","","","","","","",""]
[{"$nulls":16},3290,"","","","","","","","","","","","","","","","","","","","","","","","","","","","","",""]
[{"$nulls":16},3299,"","","","","","","","","","","","","","","","","","","","","","","","","","","","","",""]
[{"$nulls":16},3303,"","","","","","","","","","","","","","","","","","","","","","","","","","","","","",""]
[{"$nulls":16},3316,"","","","","","","","","","","","","","","","","","","","","","","","","","","","","",""]
[{"$nulls":16},3324,"","","","","","","","","","","","","","","","","","","","","","","","","","","","","",""]
[{"$nulls":16},3325,"","","","","","","","","","","","","","","","","","","","","","","","","","","","","",""]
[{"$nulls":16},3338,"","","","","","","","","","","","","","","","","","","","","","","","","","","","","",""]
[{"$nulls":16},3342,"","","","","","","","","","","","","","","","","","","","","","","","","","","","","",""]
[{"$nulls":16},3348,"","","","","","","","","","","","","","","","","","","","","","","","","","","","","",""]
[{"$nulls":16},3359,"","","","","","","","","","","","","","","","","","","","","","","","","","","","","",""]
[{"$nulls":16},3369,"","","","","","","","","","","","","","","","","","","","","","","","","","","","","",""]
[{"$nulls":16},3376,"","","","","","","","","","","","","","","","","","","","","","","","","","","","","",""]
[{"$nulls":16},3383,"","","","","","","","","","","","","","","","","","","","","","","","","","","","","",""]
[{"$nulls":16},3385,"","","","","","","","","","","","","","","","","","","","","","","","","","","","","",""]
[{"$nulls":16},3397,"","","","","","","","","","","","","","","","","","","","","","","","","","","","","",""]
[{"$nulls":16},3402,"","","","","","","","","","","","","","","","","","","","","","","","","","","","","",""]
[{"$nulls":16},3414,"","","","","","","","","","","","","","","","","","","","","","","","","","","","","",""]
[{"$nulls":16},3419,"","","","","","","","","","","","","","","","","","","","","","","","","","","","","",""]
[{"$nulls":16},3428,"","","","","","","","","","","","","","","","","","","","","","","","","","","","","",""]
[{"$nulls":16},3436,"","","","","","","","","","","","","","","","","","","","","","","","","","","","","",""]
[{"$nulls":16},3445,"","","","","","","","","","","","","","","","","","","","","","","","","","","","","",""]
[{"$nulls":16},3451,"","","","","","","","","","","","","","","","","","","","","","","","","","","","","",""]
[{"$nulls":16},3454,"","","","","","","","","","","","","","","","","","","","","","","","","","","","","",""]
[{"$nulls":16},3465,"","","","","","","","","","","","","","","","","","","","","","","","","","","","","",""]
[{"$nulls":16},3471,"","","","","","","","","","","","","","","","","","","","","","","","","","","","","",""]
[{"$nulls":16},3479,"","","","","","","","","","","","","","","","","","","","","","","","","","","","","",""]
[{"$nulls":16},3488,"","","","","","","","","","","","","","","","","","","","","","","","","","","","","",""]
[{"$nulls":16},3493,"","","","","","","","","","","","","","","","","","","","","","","","","","","","","",""]
[{"$nulls":16},3505,"","","","","","","","","","","","","","","","","","","","","","","","","","","","","",""]
[{"$nulls":16},3510,"","","","","","","","","","","","","","","","","","","","","","","","","","","","","",""]
[{"$nulls":16},3514,"","","","","","","","","","","","","","","","","","","","","","","","","","","","","",""]
[{"$nulls":16},3524,"","","","","","","","","","","","","","","","","","","","","","","","","","","","","",""]
[{"$nulls":16},3531,"","","","","","","","","","","","","","","","","","","","","","","","","","","","","",""]
[{"$nulls":16},3538,"","","","","","","","","","","","","","","","","","","","","","","","","","","","","",""]
[{"$nulls":16},3548,"","","","","","","","","","","","","","","","","","","","","","","","","","","","","",""]
[{"$nulls":16},3552,"","","","","","","","","","","","","","","","","","","","","","","","","","","","","",""]
[{"$nulls":16},3565,"","","","","","","","","","","","","","","","","","","","","","","","","","","","","",""]
[{"$nulls":16},3566,"","","","","","","","","","","","","","","","","","","","","","","","","","","","","",""]
[{"$nulls":16},3574,"","","","","","","","","","","","","","","","","","","","","","","","","","","","","",""]
[{"$nulls":16},3583,"","","","","","","","","","","","","","","","","","","","","","","","","","","","","",""]
[{"$nulls":16},3591,"","","","","","","","","","","","","","","","","","","","","","","","","","","","","",""]
[{"$nulls":16},3600,"","","","","","","","","","","","","","","","","","","","","","","","","","","","","",""]
[{"$nulls":16},3606,"","","","","","","","","","","","","","","","","","","","","","","","","","","","","",""]
[{"$nulls":16},3617,"","","","","","","","","","","","","","","","","","","","","","","","","","","","","",""]
[{"$nulls":16},3620,"","","","","","","","","","","","","","","","","","","","","","","","","","","","","",""]
[{"$nulls":16},3626,"","","","","","","","","","","","","","","","","","","","","","","","","","","","","",""]
[{"$nulls":16},3634,"","","","","","","","","","","","","","","","","","","","","","","","","","","","","",""]
[{"$nulls":16},3643,"","","","","","","","","","","","","","","","","","","","","","","","","","","","","",""]
[{"$nulls":16},3655,"","","","","","","","","","","","","","","","","","","","","","","","","","","","","",""]
[{"$nulls":16},3660,"","","","","","","","","","","","","","","","","","","","","","","","","","","","","",""]
[{"$nulls":16},3665,"","","","","","","","","","","","","","","","","","","","","","","","","","","","","",""]
[{"$nulls":16},3677,"","","","","","","","","","","","","","","","","","","","","","","","","","","","","",""]
[{"$nulls":16},3679,"","","","","","","","","","","","","","","","","","","","","","","","","","","","","",""]
[{"$nulls":16},3686,"","","","","","","","","","","","","","","","","","","","","","","","","","","","","",""]
[{"$nulls":16},3700,"","","","","","","","","","","","","","","","","","","","","","","","","","","","","",""]
[{"$nulls":16},3703,"","","","","","","","","","","","","","","","","","","","","","","","","","","","","",""]
[{"$nulls":16},3714,"","","","","","","","","","","","","","","","","","","","","","","","","","","","","",""]
[{"$nulls":16},3720,"","","","","","","","","","","","","","","","","","","","","","","","","","","","","",""]
[{"$nulls":16},3728,"","","","","","","","","","","","","","","","","","","","","","","","","","","","","",""]
[{"$nulls":16},3737,"","","","","","","","","","","","","","","","","","","","","","","","","","","","","",""]
[{"$nulls":16},3746,"","","","","","","","","","","","","","","","","","","","","","","","","","","","","",""]
[{"$nulls":16},3751,"","","","","","","","","","","","","","","","","","","","","","","","","","","","","",""]
[{"$nulls":16},3755,"","","","","","","","","","","","","","","","","","","","","","","","","","","","","",""]
[{"$nulls":16},3768,"","","","","","","","","","","","","","","","","","","","","","","","","","","","","",""]
[{"$nulls":16},3772,"","","","","","","","","","","","","","","","","","","","","","","","","","","","","",""]
[{"$nulls":16},3782,"","","","","","","","","","","","","","","","","","","","","","","","","","","","","",""]
[{"$nulls":16},3789,"","","","","","","","","","","","","","","","","","","","","","","","","","","","","",""]
[{"$nulls":16},3796,"","","","","","","","","","","","","","","","","","","","","","","","","","","","","",""]
[{"$nulls":16},3806,"","","","","","","","","","","","","","","","","","","","","","","","","","","","","",""]
[{"$nulls":16},3810,"","","","","","","","","","","","","","","","","","","","","","","","","","","","","",""]
[{"$nulls":16},3815,"","","","","","","","","","","","","","","","","","","","","","","","","","","","","",""]
[{"$nulls":16},3824,"","","","","","","","","","","","","","","","","","","","","","","","","","","","","",""]
[{"$nulls":16},3832,"","","","","","","","","","","","","","","","","","","","","","","","","","","","","",""]
[{"$nulls":16},3841,"","","","","","","","","","","","","","","","","","","","","","","","","","","","","",""]
[{"$nulls":16},3849,"","","","","","","","","","","","","","","","","","","","","","","","","","","","","",""]
[{"$nulls":16},3855,"","","","","","","","","","","","","","","","","","","","","","","","","","","","","",""]
[{"$nulls":16},3866,"","","","","","","","","","","","","","","","","","","","","","","","","","","","","",""]
[{"$nulls":16},3869,"","","","","","","","","","","","","","","","","","","","","","","","","","","","","",""]
[{"$nulls":16},3875,"","","","","","","","","","","","","","","","","","","","","","","","","","","","","",""]
[{"$nulls":16},3884,"","","","","","","","","","","","","","","","","","","","","","","","","","","","","",""]
[{"$nulls":16},3892,"","","","","","","","","","","","","","","","","","","","","","","","","","","","","",""]
[{"$nulls":16},3901,"","","","","","","","","","","","","","","","","","","","","","","","","","","","","",""]
[{"$nulls":16},3906,"","","","","","","","","","","","","","","","","","","","","","","","","","","","","",""]
[{"$nulls":16},3918,"","","","","","","","","","","","","","","","","","","","","","","","","","","","","",""]
[{"$nulls":16},3923,"","","","","","","","","","","","","","","","","","","","","","","","","","","","","",""]
[{"$nulls":16},3927,"","","","","","","","","","","","","","","","","","","","","","","","","","","","","",""]
[{"$nulls":16},3937,"","","","","","","","","","","","","","","","","","","","","","","","","","","","","",""]
[{"$nulls":16},3944,"","","","","","","","","","","","","","","","","","","","","","","","","","","","","",""]
[{"$nulls":16},3951,"","","","","","","","","","","","","","","","","","","","","","","","","","","","","",""]
[{"$nulls":16},3961,"","","","","","","","","","","","","","","","","","","","","","","","","","","","","",""]
[{"$nulls":16},3965,"","","","","","","","","","","","","","","","","","","","","","","","","","","","","",""]
[{"$nulls":16},3978,"","","","","","","","","","","","","","","","","","","","","","","","","","","","","",""]
[{"$nulls":16},3986,"","","","","","","","","","","","","","","","","","","","","","","","","","","","","",""]
[{"$nulls":16},3987,"","","","","","","","","","","","","","","","","","","","","","","","","","","","","",""]
[{"$nulls":16},3996,"","","","","","","","","","","","","","","","","","","","","","","","","","","","","",""]
[{"$nulls":16},4004,"","","","","","","","","","","","","","","","","","","","","","","","","","","","","",""]
[{"$nulls":16},4010,"","","","","","","","","","","","","","","","","","","","","","","","","","","","","",""]
[{"$nulls":16},4021,"","","","","","","","","","","","","","","","","","","","","","","","","","","","","",""]
[{"$nulls":16},4030,"","","","","","","","","","","","","","","","","","","","","","","","","","","","","",""]
[{"$nulls":16},4033,"","","","","","","","","","","","","","","","","","","","","","","","","","","","","",""]
[{"$nulls":16},4047,"","","","","","","","","","","","","","","","","","","","","","","","","","","","","",""]
[{"$nulls":16},4054,"","","","","","","","","","","","","","","","","","","","","","","","","","","","","",""]
[{"$nulls":16},4056,"","","","","","","","","","","","","","","","","","","","","","","","","","","","","",""]
[{"$nulls":16},4068,"","","","","","","","","","","","","","","","","","","","","","","","","","","","","",""]
[{"$nulls":16},4073,"","","","","","","","","","","","","","","","","","","","","","","","","","","","","",""]
[{"$nulls":16},4078,"","","","","","","","","","","","","","","","","","","","","","","","","","","","","",""]
[{"$nulls":16},4090,"","","","","","","","","","","","","","","","","","","","","","","","","","","","","",""]
[{"$nulls":16},4099,"","","","","","","","","","","","","","","","","","","","","","","","","","","","","",""]
[{"$nulls":16},4107,"","","","","","","","","","","","","","","","","","","","","","","","","","","","","",""]
[{"$nulls":16},4113,"","","","","","","","","","","","","","","","","","","","","","","","","","","","","",""]
[{"$nulls":16},4116,"","","","","","","","","","","","","","","","","","","","","","","","","","","","","",""]
[{"$nulls":16},4127,"","","","","","","","","","","","","","","","","","","","","","","","","","","","","",""]
[{"$nulls":16},4133,"","","","","","","","","","","","","","","","","","","","","","","","","","","","","",""]
[{"$nulls":16},4141,"","","","","","","","","","","","","","","","","","","","","","","","","","","","","",""]
[{"$nulls":16},4150,"","","","","","","","","","","","","","","","","","","","","","","","","","","","","",""]
[{"$nulls":16},4158,"","","","","","","","","","","","","","","","","","","","","","","","","","","","","",""]
[{"$nulls":16},4167,"","","","","","","","","","","","","","","","","","","","","","","","","","","","","",""]
[{"$nulls":16},4168,"","","","","","","","","","","","","","","","","","","","","","","","","","","","","",""]
[{"$nulls":16},4181,"","","","","","","","","","","","","","","","","","","","","","","","","","","","","",""]
[{"$nulls":16},4185,"","","","","","","","","","","","","","","","","","","","","","","","","","","","","",""]
[{"$nulls":16},4195,"","","","","","","","","","","","","","","","","","","","","","","","","","","","","",""]
[{"$nulls":16},4202,"","","","","","","","","","","","","","","","","","","","","","","","","","","","","",""]
[{"$nulls":16},4209,"","","","","","","","","","","","","","","","","","","","","","","","","","","","","",""]
[{"$nulls":16},4219,"","","","","","","","","","","","","","","","","","","","","","","","","","","","","",""]
[{"$nulls":16},4223,"","","","","","","","","","","","","","","","","","","","","","","","","","","","","",""]
[{"$nulls":16},4228,"","","","","","","","","","","","","","","","","","","","","","","","","","","","","",""]
[{"$nulls":16},4237,"","","","","","","","","","","","","","","","","","","","","","","","","","","","","",""]
[{"$nulls":16},4245,"","","","","","","","","","","","","","","","","","","","","","","","","","","","","",""]
[{"$nulls":16},4254,"","","","","","","","","","","","","","","","","","","","","","","","","","","","","",""]
[{"$nulls":16},4262,"","","","","","","","","","","","","","","","","","","","","","","","","","","","","",""]
[{"$nulls":16},4268,"","","","","","","","","","","","","","","","","","","","","","","","","","","","","",""]
[{"$nulls":16},4279,"","","","","","","","","","","","","","","","","","","","","","","","","","","","","",""]
[{"$nulls":16},4282,"","","","","","","","","","","","","","","","","","","","","","","","","","","","","",""]
[{"$nulls":16},4288,"","","","","","","","","","","","","","","","","","","","","","","","","","","","","",""]
[{"$nulls":16},4296,"","","","","","","","","","","","","","","","","","","","","","","","","","","","","",""]
[{"$nulls":16},4305,"","","","","","","","","","","","","","","","","","","","","","","","","","","","","",""]
[{"$nulls":16},4314,"","","","","","","","","","","","","","","","","","","","","","","","","","","","","",""]
[{"$nulls":16},4319,"","","","","","","","","","","","","","","","","","","","","","","","","","","","","",""]
[{"$nulls":16},4331,"","","","","","","","","","","","","","","","","","","","","","","","","","","","","",""]
[{"$nulls":16},4336,"","","","","","","","","","","","","","","","","","","","","","","","","","","","","",""]
[{"$nulls":16},4348,"","","","","","","","","","","","","","","","","","","","","","","","","","","","","",""]
[{"$nulls":16},4350,"","","","","","","","","","","","","","","","","","","","","","","","","","","","","",""]
[{"$nulls":16},4357,"","","","","","","","","","","","","","","","","","","","","","","","","","","","","",""]
[{"$nulls":16},4364,"","","","","","","","","","","","","","","","","","","","","","","","","","","","","",""]
[{"$nulls":16},4374,"","","","","","","","","","","","","","","","","","","","","","","","","","","","","",""]
[{"$nulls":16},4385,"","","","","","","","","","","","","","","","","","","","","","","","","","","","","",""]
[{"$nulls":16},4391,"","","","","","","","","","","","","","","","","","","","","","","","","","","","","",""]
[{"$nulls":16},4399,"","","","","","","","","","","","","","","","","","","","","","","","","","","","","",""]
[{"$nulls":16},4408,"","","","","","","","","","","","","","","","","","","","","","","","","","","","","",""]
[{"$nulls":16},4409,"","","","","","","","","","","","","","","","","","","","","","","","","","","","","",""]
[{"$nulls":16},4417,"","","","","","","","","","","","","","","","","","","","","","","","","","","","","",""]
[{"$nulls":16},4430,"","","","","","","","","","","","","","","","","","","","","","","","","","","","","",""]
[{"$nulls":16},4434,"","","","","","","","","","","","","","","","","","","","","","","","","","","","","",""]
[{"$nulls":16},4444,"","","","","","","","","","","","","","","","","","","","","","","","","","","","","",""]
[{"$nulls":16},4451,"","","","","","","","","","","","","","","","","","","","","","","","","","","","","",""]
[{"$nulls":16},4460,"","","","","","","","","","","","","","","","","","","","","","","","","","","","","",""]
[{"$nulls":16},4467,"","","","","","","","","","","","","","","","","","","","","","","","","","","","","",""]
[{"$nulls":16},4469,"","","","","","","","","","","","","","","","","","","","","","","","","","","","","",""]
[{"$nulls":16},4481,"","","","","","","","","","","","","","","","","","","","","","","","","","","","","",""]
[{"$nulls":16},4486,"","","","","","","","","","","","","","","","","","","","","","","","","","","","","",""]
[{"$nulls":16},4498,"","","","","","","","","","","","","","","","","","","","","","","","","","","","","",""]
[{"$nulls":16},4503,"","","","","","","","","","","","","","","","","","","","","","","","","","","","","",""]
[{"$nulls":16},4512,"","","","","","","","","","","","","","","","","","","","","","","","","","","","","",""]
[{"$nulls":16},4520,"","","","","","","","","","","","","","","","","","","","","","","","","","","","","",""]
[{"$nulls":16},4526,"","","","","","","","","","","","","","","","","","","","","","","","","","","","","",""]
[{"$nulls":16},4529,"","","","","","","","","","","","","","","","","","","","","","","","","","","","","",""]
[{"$nulls":16},4540,"","","","","","","","","","","","","","","","","","","","","","","","","","","","","",""]
[{"$nulls":16},4546,"","","","","","","","","","","","","","","","","","","","","","","","","","","","","",""]
[{"$nulls":16},4554,"","","","","","","","","","","","","","","","","","","","","","","","","","","","","",""]
[{"$nulls":16},4563,"","","","","","","","","","","","","","","","","","","","","","","","","","","","","",""]
[{"$nulls":16},4571,"","","","","","","","","","","","","","","","","","","","","","","","","","","","","",""]
[{"$nulls":16},4580,"","","","","","","","","","","","","","","","","","","","","","","","","","","","","",""]
[{"$nulls":16},4585,"","","","","","","","","","","","","","","","","","","","","","","","","","","","","",""]
[{"$nulls":16},4589,"","","","","","","","","","","","","","","","","","","","","","","","","","","","","",""]
[{"$nulls":16},4598,"","","","","","","","","","","","","","","","","","","","","","","","","","","","","",""]
[{"$nulls":16},4608,"","","","","","","","","","","","","","","","","","","","","","","","","","","","","",""]
[{"$nulls":16},4615,"","","","","","","","","","","","","","","","","","","","","","","","","","","","","",""]
[{"$nulls":16},4622,"","","","","","","","","","","","","","","","","","","","","","","","","","","","","",""]
[{"$nulls":16},4632,"","","","","","","","","","","","","","","","","","","","","","","","","","","","","",""]
[{"$nulls":16},4636,"","","","","","","","","","","","","","","","","","","","","","","","","","","","","",""]
[{"$nulls":16},4649,"","","","","","","","","","","","","","","","","","","","","","","","","","","","","",""]
[{"$nulls":16},4650,"","","","","","","","","","","","","","","","","","","","","","","","","","","","","",""]
[{"$nulls":16},4658,"","","","","","","","","","","","","","","","","","","","","","","","","","","","","",""]
[{"$nulls":16},4667,"","","","","","","","","","","","","","","","","","","","","","","","","","","","","",""]
[{"$nulls":16},4675,"","","","","","","","","","","","","","","","","","","","","","","","","","","","","",""]
[{"$nulls":16},4681,"","","","","","","","","","","","","","","","","","","","","","","","","","","","","",""]
[{"$nulls":16},4692,"","","","","","","","","","","","","","","","","","","","","","","","","","","","","",""]
[{"$nulls":16},4695,"","","","","","","","","","","","","","","","","","","","","","","","","","","","","",""]
[{"$nulls":16},4709,"","","","","","","","","","","","","","","","","","","","","","","","","","","","","",""]
[{"$nulls":16},4716,"","","","","","","","","","","","","","","","","","","","","","","","","","","","","",""]
[{"$nulls":16},4718,"","","","","","","","","","","","","","","","","","","","","","","","","","","","","",""]
[{"$nulls":16},4726,"","","","","","","","","","","","","","","","","","","","","","","","","","","","","",""]
[{"$nulls":16},4735,"","","","","","","","","","","","","","","","","","","","","","","","","","","","","",""]
[{"$nulls":16},4744,"","","","","","","","","","","","","","","","","","","","","","","","","","","","","",""]
[{"$nulls":16},4749,"","","","","","","","","","","","","","","","","","","","","","","","","","","","","",""]
[{"$nulls":16},4761,"","","","","","","","","","","","","","","","","","","","","","","","","","","","","",""]
[{"$nulls":16},4763,"","","","","","","","","","","","","","","","","","","","","","","","","","","","","",""]
[{"$nulls":16},4770,"","","","","","","","","","","","","","","","","","","","","","","","","","","","","",""]
[{"$nulls":16},4784,"","","","","","","","","","","","","","","","","","","","","","","","","","","","","",""]
[{"$nulls":16},4787,"","","","","","","","","","","","","","","","","","","","","","","","","","","","","",""]
[{"$nulls":16},4798,"","","","","","","","","","","","","","","","","","","","","","","","","","","","","",""]
[{"$nulls":16},4804,"","","","","","","","","","","","","","","","","","","","","","","","","","","","","",""]
[{"$nulls":16},4812,"","","","","","","","","","","","","","","","","","","","","","","","","","","","","",""]
[{"$nulls":16},4821,"","","","","","","","","","","","","","","","","","","","","","","","","","","","","",""]
[{"$nulls":16},4829,"","","","","","","","","","","","","","","","","","","","","","","","","","","","","",""]
[{"$nulls":16},4830,"","","","","","","","","","","","","","","","","","","","","","","","","","","","","",""]
[{"$nulls":16},4843,"","","","","","","","","","","","","","","","","","","","","","","","","","","","","",""]
[{"$nulls":16},4847,"","","","","","","","","","","","","","","","","","","","","","","","","","","","","",""]
[{"$nulls":16},4857,"","","","","","","","","","","","","","","","","","","","","","","","","","","","","",""]
[{"$nulls":16},4864,"","","","","","","","","","","","","","","","","","","","","","","","","","","","","",""]
[{"$nulls":16},4871,"","","","","","","","","","","","","","","","","","","","","","","","","","","","","",""]
[{"$nulls":16},4881,"","","","","","","","","","","","","","","","","","","","","","","","","","","","","",""]
[{"$nulls":16},4888,"","","","","","","","","","","","","","","","","","","","","","","","","","","","","",""]
[{"$nulls":16},4890,"","","","","","","","","","","","","","","","","","","","","","","","","","","","","",""]
[{"$nulls":16},4899,"","","","","","","","","","","","","","","","","","","","","","","","","","","","","",""]
[{"$nulls":16},4908,"","","","","","","","","","","","","","","","","","","","","","","","","","","","","",""]
[{"$nulls":16},4916,"","","","","","","","","","","","","","","","","","","","","","","","","","","","","",""]
[{"$nulls":16},4925,"","","","","","","","","","","","","","","","","","","","","","","","","","","","","",""]
[{"$nulls":16},4933,"","","","","","","","","","","","","","","","","","","","","","","","","","","","","",""]
[{"$nulls":16},4939,"","","","","","","","","","","","","","","","","","","","","","","","","","","","","",""]
[{"$nulls":16},4950,"","","","","","","","","","","","","","","","","","","","","","","","","","","","","",""]
[{"$nulls":16},4953,"","","","","","","","","","","","","","","","","","","","","","","","","","","","","",""]
[{"$nulls":16},4959,"","","","","","","","","","","","","","","","","","","","","","","","","","","","","",""]
[{"$nulls":16},4967,"","","","","","","","","","","","","","","","","","","","","","","","","","","","","",""]
[{"$nulls":16},4976,"","","","","","","","","","","","","","","","","","","","","","","","","","","","","",""]
[{"$nulls":16},4984,"","","","","","","","","","","","","","","","","","","","","","","","","","","","","",""]
[{"$nulls":16},4993,"","","","","","","","","","","","","","","","","","","","","","","","","","","","","",""]
[{"$nulls":16},4998,"","","","","","","","","","","","","","","","","","","","","","","","","","","","","",""]
[{"$nulls":16},5010,"","","","","","","","","","","","","","","","","","","","","","","","","","","","","",""]
[{"$nulls":16},5012,"","","","","","","","","","","","","","","","","","","","","","","","","","","","","",""]
[{"$nulls":16},5019,"","","","","","","","","","","","","","","","","","","","","","","","","","","","","",""]
[{"$nulls":16},5026,"","","","","","","","","","","","","","","","","","","","","","","","","","","","","",""]
[{"$nulls":16},5036,"","","","","","","","","","","","","","","","","","","","","","","","","","","","","",""]
[{"$nulls":16},5045,"","","","","","","","","","","","","","","","","","","","","","","","","","","","","",""]
[{"$nulls":16},5049,"","","","","","","","","","","","","","","","","","","","","","","","","","","","","",""]
[{"$nulls":16},5062,"","","","","","","","","","","","","","","","","","","","","","","","","","","","","",""]
[{"$nulls":16},5070,"","","","","","","","","","","","","","","","","","","","","","","","","","","","","",""]
[{"$nulls":16},5071,"","","","","","","","","","","","","","","","","","","","","","","","","","","","","",""]
[{"$nulls":16},5080,"","","","","","","","","","","","","","","","","","","","","","","","","","","","","",""]
[{"$nulls":16},5088,"","","","","","","","","","","","","","","","","","","","","","","","","","","","","",""]
[{"$nulls":16},5094,"","","","","","","","","","","","","","","","","","","","","","","","","","","","","",""]
[{"$nulls":16},5105,"","","","","","","","","","","","","","","","","","","","","","","","","","","","","",""]
[{"$nulls":16},5115,"","","","","","","","","","","","","","","","","","","","","","","","","","","","","",""]
[{"$nulls":16},5122,"","","","","","","","","","","","","","","","","","","","","","","","","","","","","",""]
[{"$nulls":16},5129,"","","","","","","","","","","","","","","","","","","","","","","","","","","","","",""]
[{"$nulls":16},5131,"","","","","","","","","","","","","","","","","","","","","","","","","","","","","",""]
[{"$nulls":16},5139,"","","","","","","","","","","","","","","","","","","","","","","","","","","","","",""]
[{"$nulls":16},5148,"","","","","","","","","","","","","","","","","","","","","","","","","","","","","",""]
[{"$nulls":16},5160,"","","","","","","","","","","","","","","","","","","","","","","","","","","","","",""]
[{"$nulls":16},5165,"","","","","","","","","","","","","","","","","","","","","","","","","","","","","",""]
[{"$nulls":16},5174,"","","","","","","","","","","","","","","","","","","","","","","","","","","","","",""]
[{"$nulls":16},5182,"","","","","","","","","","","","","","","","","","","","","","","","","","","","","",""]
[{"$nulls":16},5191,"","","","","","","","","","","","","","","","","","","","","","","","","","","","","",""]
[{"$nulls":16},5197,"","","","","","","","","","","","","","","","","","","","","","","","","","","","","",""]
[{"$nulls":16},5200,"","","","","","","","","","","","","","","","","","","","","","","","","","","","","",""]
[{"$nulls":16},5211,"","","","","","","","","","","","","","","","","","","","","","","","","","","","","",""]
[{"$nulls":16},5217,"","","","","","","","","","","","","","","","","","","","","","","","","","","","","",""]
[{"$nulls":16},5225,"","","","","","","","","","","","","","","","","","","","","","","","","","","","","",""]
[{"$nulls":16},5234,"","","","","","","","","","","","","","","","","","","","","","","","","","","","","",""]
[{"$nulls":16},5242,"","","","","","","","","","","","","","","","","","","","","","","","","","","","","",""]
[{"$nulls":16},5251,"","","","","","","","","","","","","","","","","","","","","","","","","","","","","",""]
[{"$nulls":16},5256,"","","","","","","","","","","","","","","","","","","","","","","","","","","","","",""]
[{"$nulls":16},5260,"","","","","","","","","","","","","","","","","","","","","","","","","","","","","",""]
[{"$nulls":16},5270,"","","","","","","","","","","","","","","","","","","","","","","","","","","","","",""]
[{"$nulls":16},5277,"","","","","","","","","","","","","","","","","","","","","","","","","","","","","",""]
[{"$nulls":16},5284,"","","","","","","","","","","","","","","","","","","","","","","","","","","","","",""]
[{"$nulls":16},5294,"","","","","","","","","","","","","","","","","","","","","","","","","","","","","",""]
[{"$nulls":16},5301,"","","","","","","","","","","","","","","","","","","","","","","","","","","","","",""]
[{"$nulls":16},5311,"","","","","","","","","","","","","","","","","","","","","","","","","","","","","",""]
[{"$nulls":16},5315,"","","","","","","","","","","","","","","","","","","","","","","","","","","","","",""]
[{"$nulls":16},5320,"","","","","","","","","","","","","","","","","","","","","","","","","","","","","",""]
[{"$nulls":16},5329,"","","","","","","","","","","","","","","","","","","","","","","","","","","","","",""]
[{"$nulls":16},5338,"","","","","","","","","","","","","","","","","","","","","","","","","","","","","",""]
[{"$nulls":16},5346,"","","","","","","","","","","","","","","","","","","","","","","","","","","","","",""]
[{"$nulls":16},5352,"","","","","","","","","","","","","","","","","","","","","","","","","","","","","",""]
[{"$nulls":16},5363,"","","","","","","","","","","","","","","","","","","","","","","","","","","","","",""]
[{"$nulls":16},5366,"","","","","","","","","","","","","","","","","","","","","","","","","","","","","",""]
[{"$nulls":16},5372,"","","","","","","","","","","","","","","","","","","","","","","","","","","","","",""]
[{"$nulls":16},5380,"","","","","","","","","","","","","","","","","","","","","","","","","","","","","",""]
[{"$nulls":16},5389,"","","","","","","","","","","","","","","","","","","","","","","","","","","","","",""]
[{"$nulls":16},5397,"","","","","","","","","","","","","","","","","","","","","","","","","","","","","",""]
[{"$nulls":16},5406,"","","","","","","","","","","","","","","","","","","","","","","","","","","","","",""]
[{"$nulls":16},5411,"","","","","","","","","","","","","","","","","","","","","","","","","","","","","",""]
[{"$nulls":16},5423,"","","","","","","","","","","","","","","","","","","","","","","","","","","","","",""]
[{"$nulls":16},5425,"","","","","","","","","","","","","","","","","","","","","","","","","","","","","",""]
[{"$nulls":16},5432,"","","","","","","","","","","","","","","","","","","","","","","","","","","","","",""]
[{"$nulls":16},5446,"","","","","","","","","","","","","","","","","","","","","","","","","","","","","",""]
[{"$nulls":16},5449,"","","","","","","","","","","","","","","","","","","","","","","","","","","","","",""]
[{"$nulls":16},5456,"","","","","","","","","","","","","","","","","","","","","","","","","","","","","",""]
[{"$nulls":16},5466,"","","","","","","","","","","","","","","","","","","","","","","","","","","","","",""]
[{"$nulls":16},5475,"","","","","","","","","","","","","","","","","","","","","","","","","","","","","",""]
[{"$nulls":16},5483,"","","","","","","","","","","","","","","","","","","","","","","","","","","","","",""]
[{"$nulls":16},5492,"","","","","","","","","","","","","","","","","","","","","","","","","","","","","",""]
[{"$nulls":16},5493,"","","","","","","","","","","","","","","","","","","","","","","","","","","","","",""]
[{"$nulls":16},5501,"","","","","","","","","","","","","","","","","","","","","","","","","","","","","",""]
[{"$nulls":16},5514,"","","","","","","","","","","","","","","","","","","","","","","","","","","","","",""]
[{"$nulls":16},5518,"","","","","","","","","","","","","","","","","","","","","","","","","","","","","",""]
[{"$nulls":16},5528,"","","","","","","","","","","","","","","","","","","","","","","","","","","","","",""]
[{"$nulls":16},5535,"","","","","","","","","","","","","","","","","","","","","","","","","","","","","",""]
[{"$nulls":16},5542,"","","","","","","","","","","","","","","","","","","","","","","","","","","","","",""]
[{"$nulls":16},5552,"","","","","","","","","","","","","","","","","","","","","","","","","","","","","",""]
[{"$nulls":16},5559,"","","","","","","","","","","","","","","","","","","","","","","","","","","","","",""]
[{"$nulls":16},5561,"","","","","","","","","","","","","","","","","","","","","","","","","","","","","",""]
[{"$nulls":16},5573,"","","","","","","","","","","","","","","","","","","","","","","","","","","","","",""]
[{"$nulls":16},5578,"","","","","","","","","","","","","","","","","","","","","","","","","","","","","",""]
[{"$nulls":16},5587,"","","","","","","","","","","","","","","","","","","","","","","","","","","","","",""]
[{"$nulls":16},5595,"","","","","","","","","","","","","","","","","","","","","","","","","","","","","",""]
[{"$nulls":16},5601,"","","","","","","","","","","","","","","","","","","","","","","","","","","","","",""]
[{"$nulls":16},5612,"","","","","","","","","","","","","","","","","","","","","","","","","","","","","",""]
[{"$nulls":16},5613,"","","","","","","","","","","","","","","","","","","","","","","","","","","","","",""]
[{"$nulls":16},5624,"","","","","","","","","","","","","","","","","","","","","","","","","","","","","",""]
[{"$nulls":16},5630,"","","","","","","","","","","","","","","","","","","","","","","","","","","","","",""]
[{"$nulls":16},5638,"","","","","","","","","","","","","","","","","","","","","","","","","","","","","",""]
[{"$nulls":16},5647,"","","","","","","","","","","","","","","","","","","","","","","","","","","","","",""]
[{"$nulls":16},5655,"","","","","","","","","","","","","","","","","","","","","","","","","","","","","",""]
[{"$nulls":16},5664,"","","","","","","","","","","","","","","","","","","","","","","","","","","","","",""]
[{"$nulls":16},5669,"","","","","","","","","","","","","","","","","","","","","","","","","","","","","",""]
[{"$nulls":16},5673,"","","","","","","","","","","","","","","","","","","","","","","","","","","","","",""]
[{"$nulls":16},5683,"","","","","","","","","","","","","","","","","","","","","","","","","","","","","",""]
[{"$nulls":16},5690,"","","","","","","","","","","","","","","","","","","","","","","","","","","","","",""]
[{"$nulls":16},5697,"","","","","","","","","","","","","","","","","","","","","","","","","","","","","",""]
[{"$nulls":16},5707,"","","","","","","","","","","","","","","","","","","","","","","","","","","","","",""]
[{"$nulls":16},5714,"","","","","","","","","","","","","","","","","","","","","","","","","","","","","",""]
[{"$nulls":16},5724,"","","","","","","","","","","","","","","","","","","","","","","","","","","","","",""]
[{"$nulls":16},5728,"","","","","","","","","","","","","","","","","","","","","","","","","","","","","",""]
[{"$nulls":16},5733,"","","","","","","","","","","","","","","","","","","","","","","","","","","","","",""]
[{"$nulls":16},5742,"","","","","","","","","","","","","","","","","","","","","","","","","","","","","",""]
[{"$nulls":16},5750,"","","","","","","","","","","","","","","","","","","","","","","","","","","","","",""]
[{"$nulls":16},5759,"","","","","","","","","","","","","","","","","","","","","","","","","","","","","",""]
[{"$nulls":16},5765,"","","","","","","","","","","","","","","","","","","","","","","","","","","","","",""]
[{"$nulls":16},5776,"","","","","","","","","","","","","","","","","","","","","","","","","","","","","",""]
[{"$nulls":16},5779,"","","","","","","","","","","","","","","","","","","","","","","","","","","","","",""]
[{"$nulls":16},5793,"","","","","","","","","","","","","","","","","","","","","","","","","","","","","",""]
[{"$nulls":16},5800,"","","","","","","","","","","","","","","","","","","","","","","","","","","","","",""]
[{"$nulls":16},5802,"","","","","","","","","","","","","","","","","","","","","","","","","","","","","",""]
[{"$nulls":16},5810,"","","","","","","","","","","","","","","","","","","","","","","","","","","","","",""]
[{"$nulls":16},5819,"","","","","","","","","","","","","","","","","","","","","","","","","","","","","",""]
[{"$nulls":16},5824,"","","","","","","","","","","","","","","","","","","","","","","","","","","","","",""]
[{"$nulls":16},5836,"","","","","","","","","","","","","","","","","","","","","","","","","","","","","",""]
[{"$nulls":16},5845,"","","","","","","","","","","","","","","","","","","","","","","","","","","","","",""]
[{"$nulls":16},5853,"","","","","","","","","","","","","","","","","","","","","","","","","","","","","",""]
[{"$nulls":16},5859,"","","","","","","","","","","","","","","","","","","","","","","","","","","","","",""]
[{"$nulls":16},5862,"","","","","","","","","","","","","","","","","","","","","","","","","","","","","",""]
[{"$nulls":16},5869,"","","","","","","","","","","","","","","","","","","","","","","","","","","","","",""]
[{"$nulls":16},5879,"","","","","","","","","","","","","","","","","","","","","","","","","","","","","",""]
[{"$nulls":16},5890,"","","","","","","","","","","","","","","","","","","","","","","","","","","","","",""]
[{"$nulls":16},5896,"","","","","","","","","","","","","","","","","","","","","","","","","","","","","",""]
[{"$nulls":16},5905,"","","","","","","","","","","","","","","","","","","","","","","","","","","","","",""]
[{"$nulls":16},5913,"","","","","","","","","","","","","","","","","","","","","","","","","","","","","",""]
[{"$nulls":16},5914,"","","","","","","","","","","","","","","","","","","","","","","","","","","","","",""]
[{"$nulls":16},5927,"","","","","","","","","","","","","","","","","","","","","","","","","","","","","",""]
[{"$nulls":16},5931,"","","","","","","","","","","","","","","","","","","","","","","","","","","","","",""]
[{"$nulls":16},5941,"","","","","","","","","","","","","","","","","","","","","","","","","","","","","",""]
[{"$nulls":16},5948,"","","","","","","","","","","","","","","","","","","","","","","","","","","","","",""]
[{"$nulls":16},5955,"","","","","","","","","","","","","","","","","","","","","","","","","","","","","",""]
[{"$nulls":16},5965,"","","","","","","","","","","","","","","","","","","","","","","","","","","","","",""]
[{"$nulls":16},5972,"","","","","","","","","","","","","","","","","","","","","","","","","","","","","",""]
[{"$nulls":16},5974,"","","","","","","","","","","","","","","","","","","","","","","","","","","","","",""]
[{"$nulls":16},5986,"","","","","","","","","","","","","","","","","","","","","","","","","","","","","",""]
[{"$nulls":16},5991,"","","","","","","","","","","","","","","","","","","","","","","","","","","","","",""]
[{"$nulls":16},6000,"","","","","","","","","","","","","","","","","","","","","","","","","","","","","",""]
[{"$nulls":16},6008,"","","","","","","","","","","","","","","","","","","","","","","","","","","","","",""]
[{"$nulls":16},6014,"","","","","","","","","","","","","","","","","","","","","","","","","","","","","",""]
[{"$nulls":16},6025,"","","","","","","","","","","","","","","","","","","","","","","","","","","","","",""]
[{"$nulls":16},6031,"","","","","","","","","","","","","","","","","","","","","","","","","","","","","",""]
[{"$nulls":16},6034,"","","","","","","","","","","","","","","","","","","","","","","","","","","","","",""]
[{"$nulls":16},6045,"","","","","","","","","","","","","","","","","","","","","","","","","","","","","",""]
[{"$nulls":16},6051,"","","","","","","","","","","","","","","","","","","","","","","","","","","","","",""]
[{"$nulls":16},6060,"","","","","","","","","","","","","","","","","","","","","","","","","","","","","",""]
[{"$nulls":16},6068,"","","","","","","","","","","","","","","","","","","","","","","","","","","","","",""]
[{"$nulls":16},6077,"","","","","","","","","","","","","","","","","","","","","","","","","","","","","",""]
[{"$nulls":16},6082,"","","","","","","","","","","","","","","","","","","","","","","","","","","","","",""]
[{"$nulls":16},6094,"","","","","","","","","","","","","","","","","","","","","","","","","","","","","",""]
[{"$nulls":16},6096,"","","","","","","","","","","","","","","","","","","","","","","","","","","","","",""]
[{"$nulls":16},6103,"","","","","","","","","","","","","","","","","","","","","","","","","","","","","",""]
[{"$nulls":16},6110,"","","","","","","","","","","","","","","","","","","","","","","","","","","","","",""]
[{"$nulls":16},6120,"","","","","","","","","","","","","","","","","","","","","","","","","","","","","",""]
[{"$nulls":16},6127,"","","","","","","","","","","","","","","","","","","","","","","","","","","","","",""]
[{"$nulls":16},6137,"","","","","","","","","","","","","","","","","","","","","","","","","","","","","",""]
[{"$nulls":16},6141,"","","","","","","","","","","","","","","","","","","","","","","","","","","","","",""]
[{"$nulls":16},6154,"","","","","","","","","","","","","","","","","","","","","","","","","","","","","",""]
[{"$nulls":16},6155,"","","","","","","","","","","","","","","","","","","","","","","","","","","","","",""]
[{"$nulls":16},6163,"","","","","","","","","","","","","","","","","","","","","","","","","","","","","",""]
[{"$nulls":16},6176,"","","","","","","","","","","","","","","","","","","","","","","","","","","","","",""]
[{"$nulls":16},6180,"","","","","","","","","","","","","","","","","","","","","","","","","","","","","",""]
[{"$nulls":16},6186,"","","","","","","","","","","","","","","","","","","","","","","","","","","","","",""]
[{"$nulls":16},6197,"","","","","","","","","","","","","","","","","","","","","","","","","","","","","",""]
[{"$nulls":16},6206,"","","","","","","","","","","","","","","","","","","","","","","","","","","","","",""]
[{"$nulls":16},6213,"","","","","","","","","","","","","","","","","","","","","","","","","","","","","",""]
[{"$nulls":16},6215,"","","","","","","","","","","","","","","","","","","","","","","","","","","","","",""]
[{"$nulls":16},6223,"","","","","","","","","","","","","","","","","","","","","","","","","","","","","",""]
[{"$nulls":16},6232,"","","","","","","","","","","","","","","","","","","","","","","","","","","","","",""]
[{"$nulls":16},6244,"","","","","","","","","","","","","","","","","","","","","","","","","","","","","",""]
[{"$nulls":16},6249,"","","","","","","","","","","","","","","","","","","","","","","","","","","","","",""]
[{"$nulls":16},6258,"","","","","","","","","","","","","","","","","","","","","","","","","","","","","",""]
[{"$nulls":16},6266,"","","","","","","","","","","","","","","","","","","","","","","","","","","","","",""]
[{"$nulls":16},6272,"","","","","","","","","","","","","","","","","","","","","","","","","","","","","",""]
[{"$nulls":16},6275,"","","","","","","","","","","","","","","","","","","","","","","","","","","","","",""]
[{"$nulls":16},6289,"","","","","","","","","","","","","","","","","","","","","","","","","","","","","",""]
[{"$nulls":16},6292,"","","","","","","","","","","","","","","","","","","","","","","","","","","","","",""]
[{"$nulls":16},6303,"","","","","","","","","","","","","","","","","","","","","","","","","","","","","",""]
[{"$nulls":16},6309,"","","","","","","","","","","","","","","","","","","","","","","","","","","","","",""]
[{"$nulls":16},6317,"","","","","","","","","","","","","","","","","","","","","","","","","","","","","",""]
[{"$nulls":16},6326,"","","","","","","","","","","","","","","","","","","","","","","","","","","","","",""]
[{"$nulls":16},6331,"","","","","","","","","","","","","","","","","","","","","","","","","","","","","",""]
[{"$nulls":16},6335,"","","","","","","","","","","","","","","","","","","","","","","","","","","","","",""]
[{"$nulls":16},6344,"","","","","","","","","","","","","","","","","","","","","","","","","","","","","",""]
[{"$nulls":16},6354,"","","","","","","","","","","","","","","","","","","","","","","","","","","","","",""]
[{"$nulls":16},6361,"","","","","","","","","","","","","","","","","","","","","","","","","","","","","",""]
[{"$nulls":16},6368,"","","","","","","","","","","","","","","","","","","","","","","","","","","","","",""]
[{"$nulls":16},6378,"","","","","","","","","","","","","","","","","","","","","","","","","","","","","",""]
[{"$nulls":16},6385,"","","","","","","","","","","","","","","","","","","","","","","","","","","","","",""]
[{"$nulls":16},6395,"","","","","","","","","","","","","","","","","","","","","","","","","","","","","",""]
[{"$nulls":16},6399,"","","","","","","","","","","","","","","","","","","","","","","","","","","","","",""]
[{"$nulls":16},6404,"","","","","","","","","","","","","","","","","","","","","","","","","","","","","",""]
[{"$nulls":16},6413,"","","","","","","","","","","","","","","","","","","","","","","","","","","","","",""]
[{"$nulls":16},6421,"","","","","","","","","","","","","","","","","","","","","","","","","","","","","",""]
[{"$nulls":16},6427,"","","","","","","","","","","","","","","","","","","","","","","","","","","","","",""]
[{"$nulls":16},6438,"","","","","","","","","","","","","","","","","","","","","","","","","","","","","",""]
[{"$nulls":16},6444,"","","","","","","","","","","","","","","","","","","","","","","","","","","","","",""]
[{"$nulls":16},6455,"","","","","","","","","","","","","","","","","","","","","","","","","","","","","",""]
[{"$nulls":16},6458,"","","","","","","","","","","","","","","","","","","","","","","","","","","","","",""]
[{"$nulls":16},6464,"","","","","","","","","","","","","","","","","","","","","","","","","","","","","",""]
[{"$nulls":16},6472,"","","","","","","","","","","","","","","","","","","","","","","","","","","","","",""]
[{"$nulls":16},6481,"","","","","","","","","","","","","","","","","","","","","","","","","","","","","",""]
[{"$nulls":16},6490,"","","","","","","","","","","","","","","","","","","","","","","","","","","","","",""]
[{"$nulls":16},6495,"","","","","","","","","","","","","","","","","","","","","","","","","","","","","",""]
[{"$nulls":16},6507,"","","","","","","","","","","","","","","","","","","","","","","","","","","","","",""]
[{"$nulls":16},6509,"","","","","","","","","","","","","","","","","","","","","","","","","","","","","",""]
[{"$nulls":16},6516,"","","","","","","","","","","","","","","","","","","","","","","","","","","","","",""]
[{"$nulls":16},6530,"","","","","","","","","","","","","","","","","","","","","","","","","","","","","",""]
[{"$nulls":16},6533,"","","","","","","","","","","","","","","","","","","","","","","","","","","","","",""]
[{"$nulls":16},6540,"","","","","","","","","","","","","","","","","","","","","","","","","","","","","",""]
[{"$nulls":16},6550,"","","","","","","","","","","","","","","","","","","","","","","","","","","","","",""]
[{"$nulls":16},6554,"","","","","","","","","","","","","","","","","","","","","","","","","","","","","",""]
[{"$nulls":16},6567,"","","","","","","","","","","","","","","","","","","","","","","","","","","","","",""]
[{"$nulls":16},6575,"","","","","","","","","","","","","","","","","","","","","","","","","","","","","",""]
[{"$nulls":16},6576,"","","","","","","","","","","","","","","","","","","","","","","","","","","","","",""]
[{"$nulls":16},6589,"","","","","","","","","","","","","","","","","","","","","","","","","","","","","",""]
[{"$nulls":16},6593,"","","","","","","","","","","","","","","","","","","","","","","","","","","","","",""]
[{"$nulls":16},6599,"","","","","","","","","","","","","","","","","","","","","","","","","","","","","",""]
[{"$nulls":16},6610,"","","","","","","","","","","","","","","","","","","","","","","","","","","","","",""]
[{"$nulls":16},6620,"","","","","","","","","","","","","","","","","","","","","","","","","","","","","",""]
[{"$nulls":16},6627,"","","","","","","","","","","","","","","","","","","","","","","","","","","","","",""]
[{"$nulls":16},6636,"","","","","","","","","","","","","","","","","","","","","","","","","","","","","",""]
[{"$nulls":16},6643,"","","","","","","","","","","","","","","","","","","","","","","","","","","","","",""]
[{"$nulls":16},6645,"","","","","","","","","","","","","","","","","","","","","","","","","","","","","",""]
[{"$nulls":16},6657,"","","","","","","","","","","","","","","","","","","","","","","","","","","","","",""]
[{"$nulls":16},6662,"","","","","","","","","","","","","","","","","","","","","","","","","","","","","",""]
[{"$nulls":16},6671,"","","","","","","","","","","","","","","","","","","","","","","","","","","","","",""]
[{"$nulls":16},6679,"","","","","","","","","","","","","","","","","","","","","","","","","","","","","",""]
[{"$nulls":16},6685,"","","","","","","","","","","","","","","","","","","","","","","","","","","","","",""]
[{"$nulls":16},6696,"","","","","","","","","","","","","","","","","","","","","","","","","","","","","",""]
[{"$nulls":16},6702,"","","","","","","","","","","","","","","","","","","","","","","","","","","","","",""]
[{"$nulls":16},6705,"","","","","","","","","","","","","","","","","","","","","","","","","","","","","",""]
[{"$nulls":16},6716,"","","","","","","","","","","","","","","","","","","","","","","","","","","","","",""]
[{"$nulls":16},6722,"","","","","","","","","","","","","","","","","","","","","","","","","","","","","",""]
[{"$nulls":16},6730,"","","","","","","","","","","","","","","","","","","","","","","","","","","","","",""]
[{"$nulls":16},6739,"","","","","","","","","","","","","","","","","","","","","","","","","","","","","",""]
[{"$nulls":16},6744,"","","","","","","","","","","","","","","","","","","","","","","","","","","","","",""]
[{"$nulls":16},6756,"","","","","","","","","","","","","","","","","","","","","","","","","","","","","",""]
[{"$nulls":16},6761,"","","","","","","","","","","","","","","","","","","","","","","","","","","","","",""]
[{"$nulls":16},6765,"","","","","","","","","","","","","","","","","","","","","","","","","","","","","",""]
[{"$nulls":16},6774,"","","","","","","","","","","","","","","","","","","","","","","","","","","","","",""]
[{"$nulls":16},6781,"","","","","","","","","","","","","","","","","","","","","","","","","","","","","",""]
[{"$nulls":16},6791,"","","","","","","","","","","","","","","","","","","","","","","","","","","","","",""]
[{"$nulls":16},6798,"","","","","","","","","","","","","","","","","","","","","","","","","","","","","",""]
[{"$nulls":16},6808,"","","","","","","","","","","","","","","","","","","","","","","","","","","","","",""]
[{"$nulls":16},6812,"","","","","","","","","","","","","","","","","","","","","","","","","","","","","",""]
[{"$nulls":16},6817,"","","","","","","","","","","","","","","","","","","","","","","","","","","","","",""]
[{"$nulls":16},6826,"","","","","","","","","","","","","","","","","","","","","","","","","","","","","",""]
[{"$nulls":16},6834,"","","","","","","","","","","","","","","","","","","","","","","","","","","","","",""]
[{"$nulls":16},6840,"","","","","","","","","","","","","","","","","","","","","","","","","","","","","",""]
[{"$nulls":16},6851,"","","","","","","","","","","","","","","","","","","","","","","","","","","","","",""]
[{"$nulls":16},6857,"","","","","","","","","","","","","","","","","","","","","","","","","","","","","",""]
[{"$nulls":16},6868,"","","","","","","","","","","","","","","","","","","","","","","","","","","","","",""]
[{"$nulls":16},6871,"","","","","","","","","","","","","","","","","","","","","","","","","","","","","",""]
[{"$nulls":16},6877,"","","","","","","","","","","","","","","","","","","","","","","","","","","","","",""]
[{"$nulls":16},6885,"","","","","","","","","","","","","","","","","","","","","","","","","","","","","",""]
[{"$nulls":16},6894,"","","","","","","","","","","","","","","","","","","","","","","","","","","","","",""]
[{"$nulls":16},6906,"","","","","","","","","","","","","","","","","","","","","","","","","","","","","",""]
[{"$nulls":16},6911,"","","","","","","","","","","","","","","","","","","","","","","","","","","","","",""]
[{"$nulls":16},6920,"","","","","","","","","","","","","","","","","","","","","","","","","","","","","",""]
[{"$nulls":16},6929,"","","","","","","","","","","","","","","","","","","","","","","","","","","","","",""]
[{"$nulls":16},6937,"","","","","","","","","","","","","","","","","","","","","","","","","","","","","",""]
[{"$nulls":16},6943,"","","","","","","","","","","","","","","","","","","","","","","","","","","","","",""]
[{"$nulls":16},6946,"","","","","","","","","","","","","","","","","","","","","","","","","","","","","",""]
[{"$nulls":16},6953,"","","","","","","","","","","","","","","","","","","","","","","","","","","","","",""]
[{"$nulls":16},6963,"","","","","","","","","","","","","","","","","","","","","","","","","","","","","",""]
[{"$nulls":16},6974,"","","","","","","","","","","","","","","","","","","","","","","","","","","","","",""]
[{"$nulls":16},6980,"","","","","","","","","","","","","","","","","","","","","","","","","","","","","",""]
[{"$nulls":16},6988,"","","","","","","","","","","","","","","","","","","","","","","","","","","","","",""]
[{"$nulls":16},6997,"","","","","","","","","","","","","","","","","","","","","","","","","","","","","",""]
[{"$nulls":16},7002,"","","","","","","","","","","","","","","","","","","","","","","","","","","","","",""]
[{"$nulls":16},7006,"","","","","","","","","","","","","","","","","","","","","","","","","","","","","",""]
[{"$nulls":16},7019,"","","","","","","","","","","","","","","","","","","","","","","","","","","","","",""]
[{"$nulls":16},7023,"","","","","","","","","","","","","","","","","","","","","","","","","","","","","",""]
[{"$nulls":16},7033,"","","","","","","","","","","","","","","","","","","","","","","","","","","","","",""]
[{"$nulls":16},7040,"","","","","","","","","","","","","","","","","","","","","","","","","","","","","",""]
[{"$nulls":16},7047,"","","","","","","","","","","","","","","","","","","","","","","","","","","","","",""]
[{"$nulls":16},7057,"","","","","","","","","","","","","","","","","","","","","","","","","","","","","",""]
[{"$nulls":16},7058,"","","","","","","","","","","","","","","","","","","","","","","","","","","","","",""]
[{"$nulls":16},7070,"","","","","","","","","","","","","","","","","","","","","","","","","","","","","",""]
[{"$nulls":16},7075,"","","","","","","","","","","","","","","","","","","","","","","","","","","","","",""]
[{"$nulls":16},7084,"","","","","","","","","","","","","","","","","","","","","","","","","","","","","",""]
[{"$nulls":16},7092,"","","","","","","","","","","","","","","","","","","","","","","","","","","","","",""]
[{"$nulls":16},7098,"","","","","","","","","","","","","","","","","","","","","","","","","","","","","",""]
[{"$nulls":16},7109,"","","","","","","","","","","","","","","","","","","","","","","","","","","","","",""]
[{"$nulls":16},7115,"","","","","","","","","","","","","","","","","","","","","","","","","","","","","",""]
[{"$nulls":16},7118,"","","","","","","","","","","","","","","","","","","","","","","","","","","","","",""]
[{"$nulls":16},7129,"","","","","","","","","","","","","","","","","","","","","","","","","","","","","",""]
[{"$nulls":16},7135,"","","","","","","","","","","","","","","","","","","","","","","","","","","","","",""]
[{"$nulls":16},7143,"","","","","","","","","","","","","","","","","","","","","","","","","","","","","",""]
[{"$nulls":16},7152,"","","","","","","","","","","","","","","","","","","","","","","","","","","","","",""]
[{"$nulls":16},7157,"","","","","","","","","","","","","","","","","","","","","","","","","","","","","",""]
[{"$nulls":16},7169,"","","","","","","","","","","","","","","","","","","","","","","","","","","","","",""]
[{"$nulls":16},7174,"","","","","","","","","","","","","","","","","","","","","","","","","","","","","",""]
[{"$nulls":16},7178,"","","","","","","","","","","","","","","","","","","","","","","","","","","","","",""]
[{"$nulls":16},7188,"","","","","","","","","","","","","","","","","","","","","","","","","","","","","",""]
[{"$nulls":16},7195,"","","","","","","","","","","","","","","","","","","","","","","","","","","","","",""]
[{"$nulls":16},7204,"","","","","","","","","","","","","","","","","","","","","","","","","","","","","",""]
[{"$nulls":16},7211,"","","","","","","","","","","","","","","","","","","","","","","","","","","","","",""]
[{"$nulls":16},7221,"","","","","","","","","","","","","","","","","","","","","","","","","","","","","",""]
[{"$nulls":16},7225,"","","","","","","","","","","","","","","","","","","","","","","","","","","","","",""]
[{"$nulls":16},7238,"","","","","","","","","","","","","","","","","","","","","","","","","","","","","",""]
[{"$nulls":16},7239,"","","","","","","","","","","","","","","","","","","","","","","","","","","","","",""]
[{"$nulls":16},7247,"","","","","","","","","","","","","","","","","","","","","","","","","","","","","",""]
[{"$nulls":16},7260,"","","","","","","","","","","","","","","","","","","","","","","","","","","","","",""]
[{"$nulls":16},7264,"","","","","","","","","","","","","","","","","","","","","","","","","","","","","",""]
[{"$nulls":16},7270,"","","","","","","","","","","","","","","","","","","","","","","","","","","","","",""]
[{"$nulls":16},7281,"","","","","","","","","","","","","","","","","","","","","","","","","","","","","",""]
[{"$nulls":16},7284,"","","","","","","","","","","","","","","","","","","","","","","","","","","","","",""]
[{"$nulls":16},7298,"","","","","","","","","","","","","","","","","","","","","","","","","","","","","",""]
[{"$nulls":16},7305,"","","","","","","","","","","","","","","","","","","","","","","","","","","","","",""]
[{"$nulls":16},7307,"","","","","","","","","","","","","","","","","","","","","","","","","","","","","",""]
[{"$nulls":16},7319,"","","","","","","","","","","","","","","","","","","","","","","","","","","","","",""]
[{"$nulls":16},7324,"","","","","","","","","","","","","","","","","","","","","","","","","","","","","",""]
[{"$nulls":16},7329,"","","","","","","","","","","","","","","","","","","","","","","","","","","","","",""]
[{"$nulls":16},7341,"","","","","","","","","","","","","","","","","","","","","","","","","","","","","",""]
[{"$nulls":16},7350,"","","","","","","","","","","","","","","","","","","","","","","","","","","","","",""]
[{"$nulls":16},7358,"","","","","","","","","","","","","","","","","","","","","","","","","","","","","",""]
[{"$nulls":16},7359,"","","","","","","","","","","","","","","","","","","","","","","","","","","","","",""]
[{"$nulls":16},7373,"","","","","","","","","","","","","","","","","","","","","","","","","","","","","",""]
[{"$nulls":16},7376,"","","","","","","","","","","","","","","","","","","","","","","","","","","","","",""]
[{"$nulls":16},7387,"","","","","","","","","","","","","","","","","","","","","","","","","","","","","",""]
[{"$nulls":16},7393,"","","","","","","","","","","","","","","","","","","","","","","","","","","","","",""]
[{"$nulls":16},7401,"","","","","","","","","","","","","","","","","","","","","","","","","","","","","",""]
[{"$nulls":16},7410,"","","","","","","","","","","","","","","","","","","","","","","","","","","","","",""]
[{"$nulls":16},7415,"","","","","","","","","","","","","","","","","","","","","","","","","","","","","",""]
[{"$nulls":16},7419,"","","","","","","","","","","","","","","","","","","","","","","","","","","","","",""]
[{"$nulls":16},7432,"","","","","","","","","","","","","","","","","","","","","","","","","","","","","",""]
[{"$nulls":16},7436,"","","","","","","","","","","","","","","","","","","","","","","","","","","","","",""]
[{"$nulls":16},7446,"","","","","","","","","","","","","","","","","","","","","","","","","","","","","",""]
[{"$nulls":16},7453,"","","","","","","","","","","","","","","","","","","","","","","","","","","","","",""]
[{"$nulls":16},7460,"","","","","","","","","","","","","","","","","","","","","","","","","","","","","",""]
[{"$nulls":16},7470,"","","","","","","","","","","","","","","","","","","","","","","","","","","","","",""]
[{"$nulls":16},7474,"","","","","","","","","","","","","","","","","","","","","","","","","","","","","",""]
[{"$nulls":16},7479,"","","","","","","","","","","","","","","","","","","","","","","","","","","","","",""]
[{"$nulls":16},7488,"","","","","","","","","","","","","","","","","","","","","","","","","","","","","",""]
[{"$nulls":16},7496,"","","","","","","","","","","","","","","","","","","","","","","","","","","","","",""]
[{"$nulls":16},7505,"","","","","","","","","","","","","","","","","","","","","","","","","","","","","",""]
[{"$nulls":16},7511,"","","","","","","","","","","","","","","","","","","","","","","","","","","","","",""]
[{"$nulls":16},7522,"","","","","","","","","","","","","","","","","","","","","","","","","","","","","",""]
[{"$nulls":16},7528,"","","","","","","","","","","","","","","","","","","","","","","","","","","","","",""]
[{"$nulls":16},7539,"","","","","","","","","","","","","","","","","","","","","","","","","","","","","",""]
[{"$nulls":16},7542,"","","","","","","","","","","","","","","","","","","","","","","","","","","","","",""]
[{"$nulls":16},7548,"","","","","","","","","","","","","","","","","","","","","","","","","","","","","",""]
[{"$nulls":16},7556,"","","","","","","","","","","","","","","","","","","","","","","","","","","","","",""]
[{"$nulls":16},7565,"","","","","","","","","","","","","","","","","","","","","","","","","","","","","",""]
[{"$nulls":16},7570,"","","","","","","","","","","","","","","","","","","","","","","","","","","","","",""]
[{"$nulls":16},7582,"","","","","","","","","","","","","","","","","","","","","","","","","","","","","",""]
[{"$nulls":16},7587,"","","","","","","","","","","","","","","","","","","","","","","","","","","","","",""]
[{"$nulls":16},7599,"","","","","","","","","","","","","","","","","","","","","","","","","","","","","",""]
[{"$nulls":16},7601,"","","","","","","","","","","","","","","","","","","","","","","","","","","","","",""]
[{"$nulls":16},7608,"","","","","","","","","","","","","","","","","","","","","","","","","","","","","",""]
[{"$nulls":16},7615,"","","","","","","","","","","","","","","","","","","","","","","","","","","","","",""]
[{"$nulls":16},7625,"","","","","","","","","","","","","","","","","","","","","","","","","","","","","",""]
[{"$nulls":16},7636,"","","","","","","","","","","","","","","","","","","","","","","","","","","","","",""]
[{"$nulls":16},7642,"","","","","","","","","","","","","","","","","","","","","","","","","","","","","",""]
[{"$nulls":16},7651,"","","","","","","","","","","","","","","","","","","","","","","","","","","","","",""]
[{"$nulls":16},7659,"","","","","","","","","","","","","","","","","","","","","","","","","","","","","",""]
[{"$nulls":16},7660,"","","","","","","","","","","","","","","","","","","","","","","","","","","","","",""]
[{"$nulls":16},7673,"","","","","","","","","","","","","","","","","","","","","","","","","","","","","",""]
[{"$nulls":16},7677,"","","","","","","","","","","","","","","","","","","","","","","","","","","","","",""]
[{"$nulls":16},7683,"","","","","","","","","","","","","","","","","","","","","","","","","","","","","",""]
[{"$nulls":16},7694,"","","","","","","","","","","","","","","","","","","","","","","","","","","","","",""]
[{"$nulls":16},7704,"","","","","","","","","","","","","","","","","","","","","","","","","","","","","",""]
[{"$nulls":16},7711,"","","","","","","","","","","","","","","","","","","","","","","","","","","","","",""]
[{"$nulls":16},7718,"","","","","","","","","","","","","","","","","","","","","","","","","","","","","",""]
[{"$nulls":16},7720,"","","","","","","","","","","","","","","","","","","","","","","","","","","","","",""]
[{"$nulls":16},7732,"","","","","","","","","","","","","","","","","","","","","","","","","","","","","",""]
[{"$nulls":16},7737,"","","","","","","","","","","","","","","","","","","","","","","","","","","","","",""]
[{"$nulls":16},7746,"","","","","","","","","","","","","","","","","","","","","","","","","","","","","",""]
[{"$nulls":16},7754,"","","","","","","","","","","","","","","","","","","","","","","","","","","","","",""]
[{"$nulls":16},7763,"","","","","","","","","","","","","","","","","","","","","","","","","","","","","",""]
[{"$nulls":16},7771,"","","","","","","","","","","","","","","","","","","","","","","","","","","","","",""]
[{"$nulls":16},7777,"","","","","","","","","","","","","","","","","","","","","","","","","","","","","",""]
[{"$nulls":16},7780,"","","","","","","","","","","","","","","","","","","","","","","","","","","","","",""]
[{"$nulls":16},7789,"","","","","","","","","","","","","","","","","","","","","","","","","","","","","",""]
[{"$nulls":16},7800,"","","","","","","","","","","","","","","","","","","","","","","","","","","","","",""]
[{"$nulls":16},7806,"","","","","","","","","","","","","","","","","","","","","","","","","","","","","",""]
[{"$nulls":16},7814,"","","","","","","","","","","","","","","","","","","","","","","","","","","","","",""]
[{"$nulls":16},7823,"","","","","","","","","","","","","","","","","","","","","","","","","","","","","",""]
[{"$nulls":16},7828,"","","","","","","","","","","","","","","","","","","","","","","","","","","","","",""]
[{"$nulls":16},7840,"","","","","","","","","","","","","","","","","","","","","","","","","","","","","",""]
[{"$nulls":16},7845,"","","","","","","","","","","","","","","","","","","","","","","","","","","","","",""]
[{"$nulls":16},7849,"","","","","","","","","","","","","","","","","","","","","","","","","","","","","",""]
[{"$nulls":16},7859,"","","","","","","","","","","","","","","","","","","","","","","","","","","","","",""]
[{"$nulls":16},7866,"","","","","","","","","","","","","","","","","","","","","","","","","","","","","",""]
[{"$nulls":16},7873,"","","","","","","","","","","","","","","","","","","","","","","","","","","","","",""]
[{"$nulls":16},7883,"","","","","","","","","","","","","","","","","","","","","","","","","","","","","",""]
[{"$nulls":16},7887,"","","","","","","","","","","","","","","","","","","","","","","","","","","","","",""]
[{"$nulls":16},7900,"","","","","","","","","","","","","","","","","","","","","","","","","","","","","",""]
[{"$nulls":16},7901,"","","","","","","","","","","","","","","","","","","","","","","","","","","","","",""]
[{"$nulls":16},7909,"","","","","","","","","","","","","","","","","","","","","","","","","","","","","",""]
[{"$nulls":16},7918,"","","","","","","","","","","","","","","","","","","","","","","","","","","","","",""]
[{"$nulls":16},7926,"","","","","","","","","","","","","","","","","","","","","","","","","","","","","",""]
[{"$nulls":16},7935,"","","","","","","","","","","","","","","","","","","","","","","","","","","","","",""]
[{"$nulls":16},7941,"","","","","","","","","","","","","","","","","","","","","","","","","","","","","",""]
[{"$nulls":16},7952,"","","","","","","","","","","","","","","","","","","","","","","","","","","","","",""]
[{"$nulls":16},7955,"","","","","","","","","","","","","","","","","","","","","","","","","","","","","",""]
[{"$nulls":16},7961,"","","","","","","","","","","","","","","","","","","","","","","","","","","","","",""]
[{"$nulls":16},7969,"","","","","","","","","","","","","","","","","","","","","","","","","","","","","",""]
[{"$nulls":16},7978,"","","","","","","","","","","","","","","","","","","","","","","","","","","","","",""]
[{"$nulls":16},7990,"","","","","","","","","","","","","","","","","","","","","","","","","","","","","",""]
[{"$nulls":16},7995,"","","","","","","","","","","","","","","","","","","","","","","","","","","","","",""]
[{"$nulls":16},8000,"","","","","","","","","","","","","","","","","","","","","","","","","","","","","",""]
[{"$nulls":16},8012,"","","","","","","","","","","","","","","","","","","","","","","","","","","","","",""]
[{"$nulls":16},8014,"","","","","","","","","","","","","","","","","","","","","","","","","","","","","",""]
[{"$nulls":16},8021,"","","","","","","","","","","","","","","","","","","","","","","","","","","","","",""]
[{"$nulls":16},8035,"","","","","","","","","","","","","","","","","","","","","","","","","","","","","",""]
[{"$nulls":16},8038,"","","","","","","","","","","","","","","","","","","","","","","","","","","","","",""]
[{"$nulls":16},8049,"","","","","","","","","","","","","","","","","","","","","","","","","","","","","",""]
[{"$nulls":16},8055,"","","","","","","","","","","","","","","","","","","","","","","","","","","","","",""]
[{"$nulls":16},8063,"","","","","","","","","","","","","","","","","","","","","","","","","","","","","",""]
[{"$nulls":16},8072,"","","","","","","","","","","","","","","","","","","","","","","","","","","","","",""]
[{"$nulls":16},8081,"","","","","","","","","","","","","","","","","","","","","","","","","","","","","",""]
[{"$nulls":16},8086,"","","","","","","","","","","","","","","","","","","","","","","","","","","","","",""]
[{"$nulls":16},8090,"","","","","","","","","","","","","","","","","","","","","","","","","","","","","",""]
[{"$nulls":16},8103,"","","","","","","","","","","","","","","","","","","","","","","","","","","","","",""]
[{"$nulls":16},8107,"","","","","","","","","","","","","","","","","","","","","","","","","","","","","",""]
[{"$nulls":16},8117,"","","","","","","","","","","","","","","","","","","","","","","","","","","","","",""]
[{"$nulls":16},8124,"","","","","","","","","","","","","","","","","","","","","","","","","","","","","",""]
[{"$nulls":16},8131,"","","","","","","","","","","","","","","","","","","","","","","","","","","","","",""]
[{"$nulls":16},8141,"","","","","","","","","","","","","","","","","","","","","","","","","","","","","",""]
[{"$nulls":16},8145,"","","","","","","","","","","","","","","","","","","","","","","","","","","","","",""]
[{"$nulls":16},8150,"","","","","","","","","","","","","","","","","","","","","","","","","","","","","",""]
[{"$nulls":16},8159,"","","","","","","","","","","","","","","","","","","","","","","","","","","","","",""]
[{"$nulls":16},8167,"","","","","","","","","","","","","","","","","","","","","","","","","","","","","",""]
[{"$nulls":16},8176,"","","","","","","","","","","","","","","","","","","","","","","","","","","","","",""]
[{"$nulls":16},8184,"","","","","","","","","","","","","","","","","","","","","","","","","","","","","",""]
[{"$nulls":16},8190,"","","","","","","","","","","","","","","","","","","","","","","","","","","","","",""]
[{"$nulls":16},8201,"","","","","","","","","","","","","","","","","","","","","","","","","","","","","",""]
[{"$nulls":16},8204,"","","","","","","","","","","","","","","","","","","","","","","","","","","","","",""]
[{"$nulls":16},8210,"","","","","","","","","","","","","","","","","","","","","","","","","","","","","",""]
[{"$nulls":16},8219,"","","","","","","","","","","","","","","","","","","","","","","","","","","","","",""]
[{"$nulls":16},8227,"","","","","","","","","","","","","","","","","","","","","","","","","","","","","",""]
[{"$nulls":16},8236,"","","","","","","","","","","","","","","","","","","","","","","","","","","","","",""]
[{"$nulls":16},8241,"","","","","","","","","","","","","","","","","","","","","","","","","","","","","",""]
[{"$nulls":16},8253,"","","","","","","","","","","","","","","","","","","","","","","","","","","","","",""]
[{"$nulls":16},8258,"","","","","","","","","","","","","","","","","","","","","","","","","","","","","",""]
[{"$nulls":16},8262,"","","","","","","","","","","","","","","","","","","","","","","","","","","","","",""]
[{"$nulls":16},8272,"","","","","","","","","","","","","","","","","","","","","","","","","","","","","",""]
[{"$nulls":16},8279,"","","","","","","","","","","","","","","","","","","","","","","","","","","","","",""]
[{"$nulls":16},8286,"","","","","","","","","","","","","","","","","","","","","","","","","","","","","",""]
[{"$nulls":16},8296,"","","","","","","","","","","","","","","","","","","","","","","","","","","","","",""]
[{"$nulls":16},8300,"","","","","","","","","","","","","","","","","","","","","","","","","","","","","",""]
[{"$nulls":16},8313,"","","","","","","","","","","","","","","","","","","","","","","","","","","","","",""]
[{"$nulls":16},8321,"","","","","","","","","","","","","","","","","","","","","","","","","","","","","",""]
[{"$nulls":16},8322,"","","","","","","","","","","","","","","","","","","","","","","","","","","","","",""]
[{"$nulls":16},8331,"","","","","","","","","","","","","","","","","","","","","","","","","","","","","",""]
[{"$nulls":16},8339,"","","","","","","","","","","","","","","","","","","","","","","","","","","","","",""]
[{"$nulls":16},8345,"","","","","","","","","","","","","","","","","","","","","","","","","","","","","",""]
[{"$nulls":16},8356,"","","","","","","","","","","","","","","","","","","","","","","","","","","","","",""]
[{"$nulls":16},8365,"","","","","","","","","","","","","","","","","","","","","","","","","","","","","",""]
[{"$nulls":16},8368,"","","","","","","","","","","","","","","","","","","","","","","","","","","","","",""]
[{"$nulls":16},8382,"","","","","","","","","","","","","","","","","","","","","","","","","","","","","",""]
[{"$nulls":16},8389,"","","","","","","","","","","","","","","","","","","","","","","","","","","","","",""]
[{"$nulls":16},8391,"","","","","","","","","","","","","","","","","","","","","","","","","","","","","",""]
[{"$nulls":16},8403,"","","","","","","","","","","","","","","","","","","","","","","","","","","","","",""]
[{"$nulls":16},8408,"","","","","","","","","","","","","","","","","","","","","","","","","","","","","",""]
[{"$nulls":16},8417,"","","","","","","","","","","","","","","","","","","","","","","","","","","","","",""]
[{"$nulls":16},8425,"","","","","","","","","","","","","","","","","","","","","","","","","","","","","",""]
[{"$nulls":16},8434,"","","","","","","","","","","","","","","","","","","","","","","","","","","","","",""]
[{"$nulls":16},8442,"","","","","","","","","","","","","","","","","","","","","","","","","","","","","",""]
[{"$nulls":16},8448,"","","","","","","","","","","","","","","","","","","","","","","","","","","","","",""]
[{"$nulls":16},8451,"","","","","","","","","","","","","","","","","","","","","","","","","","","","","",""]
[{"$nulls":16},8462,"","","","","","","","","","","","","","","","","","","","","","","","","","","","","",""]
[{"$nulls":16},8468,"","","","","","","","","","","","","","","","","","","","","","","","","","","","","",""]
[{"$nulls":16},8476,"","","","","","","","","","","","","","","","","","","","","","","","","","","","","",""]
[{"$nulls":16},8485,"","","","","","","","","","","","","","","","","","","","","","","","","","","","","",""]
[{"$nulls":16},8493,"","","","","","","","","","","","","","","","","","","","","","","","","","","","","",""]
[{"$nulls":16},8502,"","","","","","","","","","","","","","","","","","","","","","","","","","","","","",""]
[{"$nulls":16},8503,"","","","","","","","","","","","","","","","","","","","","","","","","","","","","",""]
[{"$nulls":16},8511,"","","","","","","","","","","","","","","","","","","","","","","","","","","","","",""]
[{"$nulls":16},8512,"","","","","","","","","","","","","","","","","","","","","","","","","","","","","",""]
[{"$nulls":16},8513,"","","","","","","","","","","","","","","","","","","","","","","","","","","","","",""]
[{"$nulls":16},8514,"","","","","","","","","","","","","","","","","","","","","","","","","","","","","",""]
[{"$nulls":16},8515,"","","","","","","","","","","","","","","","","","","","","","","","","","","","","",""]
[{"$nulls":16},8516,"","","","","","","","","","","","","","","","","","","","","","","","","","","","","",""]
[{"$nulls":16},8517,"","","","","","","","","","","","","","","","","","","","","","","","","","","","","",""]
[{"$nulls":16},8518,"","","","","","","","","","","","","","","","","","","","","","","","","","","","","",""]
[{"$nulls":16},8519,"","","","","","","","","","","","","","","","","","","","","","","","","","","","","",""]
[{"$nulls":16},8520,"","","","","","","","","","","","","","","","","","","","","","","","","","","","","",""]
[{"$nulls":16},8521,"","","","","","","","","","","","","","","","","","","","","","","","","","","","","",""]
[{"$nulls":16},8522,"","","","","","","","","","","","","","","","","","","","","","","","","","","","","",""]
[{"$nulls":16},8523,"","","","","","","","","","","","","","","","","","","","","","","","","","","","","",""]
[{"$nulls":16},8524,"","","","","","","","","","","","","","","","","","","","","","","","","","","","","",""]
[{"$nulls":16},8525,"","","","","","","","","","","","","","","","","","","","","","","","","","","","","",""]
[{"$nulls":16},8526,"","","","","","","","","","","","","","","","","","","","","","","","","","","","","",""]
[{"$nulls":16},8527,"","","","","","","","","","","","","","","","","","","","","","","","","","","","","",""]
[{"$nulls":16},8528,"","","","","","","","","","","","","","","","","","","","","","","","","","","","","",""]
[{"$nulls":16},8529,"","","","","","","","","","","","","","","","","","","","","","","","","","","","","",""]
[{"$nulls":16},8530,"","","","","","","","","","","","","","","","","","","","","","","","","","","","","",""]
[{"$nulls":16},8531,"","","","","","","","","","","","","","","","","","","","","","","","","","","","","",""]
[{"$nulls":16},8532,"","","","","","","","","","","","","","","","","","","","","","","","","","","","","",""]
[{"$nulls":16},8533,"","","","","","","","","","","","","","","","","","","","","","","","","","","","","",""]
[{"$nulls":16},8534,"","","","","","","","","","","","","","","","","","","","","","","","","","","","","",""]
[{"$nulls":16},8535,"","","","","","","","","","","","","","","","","","","","","","","","","","","","","",""]
[{"$nulls":16},8536,"","","","","","","","","","","","","","","","","","","","","","","","","","","","","",""]
[{"$nulls":16},8537,"","","","","","","","","","","","","","","","","","","","","","","","","","","","","",""]
[{"$nulls":16},8538,"","","","","","","","","","","","","","","","","","","","","","","","","","","","","",""]
[{"$nulls":16},8539,"","","","","","","","","","","","","","","","","","","","","","","","","","","","","",""]
[{"$nulls":16},8540,"","","","","","","","","","","","","","","","","","","","","","","","","","","","","",""]
[{"$nulls":16},8541,"","","","","","","","","","","","","","","","","","","","","","","","","","","","","",""]
[{"$nulls":16},8542,"","","","","","","","","","","","","","","","","","","","","","","","","","","","","",""]
[{"$nulls":16},8543,"","","","","","","","","","","","","","","","","","","","","","","","","","","","","",""]
[{"$nulls":16},8544,"","","","","","","","","","","","","","","","","","","","","","","","","","","","","",""]
[{"$nulls":16},8545,"","","","","","","","","","","","","","","","","","","","","","","","","","","","","",""]
[{"$nulls":16},8546,"","","","","","","","","","","","","","","","","","","","","","","","","","","","","",""]
[{"$nulls":16},8547,"","","","","","","","","","","","","","","","","","","","","","","","","","","","","",""]
[{"$nulls":16},8548,"","","","","","","","","","","","","","","","","","","","","","","","","","","","","",""]
[{"$nulls":16},8549,"","","","","","","","","","","","","","","","","","","","","","","","","","","","","",""]
[{"$nulls":16},8550,"","","","","","","","","","","","","","","","","","","","","","","","","","","","","",""]
[{"$nulls":16},8551,"","","","","","","","","","","","","","","","","","","","","","","","","","","","","",""]
[{"$nulls":16},8552,"","","","","","","","","","","","","","","","","","","","","","","","","","","","","",""]
[{"$nulls":16},8553,"","","","","","","","","","","","","","","","","","","","","","","","","","","","","",""]
[{"$nulls":16},8554,"","","","","","","","","","","","","","","","","","","","","","","","","","","","","",""]
[{"$nulls":16},8555,"","","","","","","","","","","","","","","","","","","","","","","","","","","","","",""]
[{"$nulls":16},8556,"","","","","","","","","","","","","","","","","","","","","","","","","","","","","",""]
[{"$nulls":16},8557,"","","","","","","","","","","","","","","","","","","","","","","","","","","","","",""]
[{"$nulls":16},8558,"","","","","","","","","","","","","","","","","","","","","","","","","","","","","",""]
[{"$nulls":16},8559,"","","","","","","","","","","","","","","","","","","","","","","","","","","","","",""]
[{"$nulls":16},8560,"","","","","","","","","","","","","","","","","","","","","","","","","","","","","",""]
[{"$nulls":16},8561,"","","","","","","","","","","","","","","","","","","","","","","","","","","","","",""]
[{"$nulls":16},8562,"","","","","","","","","","","","","","","","","","","","","","","","","","","","","",""]
[{"$nulls":16},8563,"","","","","","","","","","","","","","","","","","","","","","","","","","","","","",""]
[{"$nulls":16},8564,"","","","","","","","","","","","","","","","","","","","","","","","","","","","","",""]
[{"$nulls":16},8565,"","","","","","","","","","","","","","","","","","","","","","","","","","","","","",""]
[{"$nulls":16},8566,"","","","","","","","","","","","","","","","","","","","","","","","","","","","","",""]
[{"$nulls":16},8567,"","","","","","","","","","","","","","","","","","","","","","","","","","","","","",""]
[{"$nulls":16},8568,"","","","","","","","","","","","","","","","","","","","","","","","","","","","","",""]
[{"$nulls":16},8569,"","","","","","","","","","","","","","","","","","","","","","","","","","","","","",""]
[{"$nulls":16},8570,"","","","","","","","","","","","","","","","","","","","","","","","","","","","","",""]
[{"$nulls":16},8571,"","","","","","","","","","","","","","","","","","","","","","","","","","","","","",""]
[{"$nulls":16},8572,"","","","","","","","","","","","","","","","","","","","","","","","","","","","","",""]
[{"$nulls":16},8573,"","","","","","","","","","","","","","","","","","","","","","","","","","","","","",""]
[{"$nulls":16},8574,"","","","","","","","","","","","","","","","","","","","","","","","","","","","","",""]
[{"$nulls":16},8575,"","","","","","","","","","","","","","","","","","","","","","","","","","","","","",""]
[{"$nulls":16},8576,"","","","","","","","","","","","","","","","","","","","","","","","","","","","","",""]
[{"$nulls":16},8577,"","","","","","","","","","","","","","","","","","","","","","","","","","","","","",""]
[{"$nulls":16},8578,"","","","","","","","","","","","","","","","","","","","","","","","","","","","","",""]
[{"$nulls":16},8579,"","","","","","","","","","","","","","","","","","","","","","","","","","","","","",""]
[{"$nulls":16},8580,"","","","","","","","","","","","","","","","","","","","","","","","","","","","","",""]
[{"$nulls":16},8581,"","","","","","","","","","","","","","","","","","","","","","","","","","","","","",""]
[{"$nulls":16},8582,"","","","","","","","","","","","","","","","","","","","","","","","","","","","","",""]
[{"$nulls":16},8583,"","","","","","","","","","","","","","","","","","","","","","","","","","","","","",""]
[{"$nulls":16},8584,"","","","","","","","","","","","","","","","","","","","","","","","","","","","","",""]
[{"$nulls":16},8585,"","","","","","","","","","","","","","","","","","","","","","","","","","","","","",""]
[{"$nulls":16},8586,"","","","","","","","","","","","","","","","","","","","","","","","","","","","","",""]
[{"$nulls":16},8587,"","","","","","","","","","","","","","","","","","","","","","","","","","","","","",""]
[{"$nulls":16},8588,"","","","","","","","","","","","","","","","","","","","","","","","","","","","","",""]
[{"$nulls":16},8589,"","","","","","","","","","","","","","","","","","","","","","","","","","","","","",""]
[{"$nulls":16},8590,"","","","","","","","","","","","","","","","","","","","","","","","","","","","","",""]
[{"$nulls":16},8591,"","","","","","","","","","","","","","","","","","","","","","","","","","","","","",""]
[{"$nulls":16},8592,"","","","","","","","","","","","","","","","","","","","","","","","","","","","","",""]
[{"$nulls":16},8593,"","","","","","","","","","","","","","","","","","","","","","","","","","","","","",""]
[{"$nulls":16},8594,"","","","","","","","","","","","","","","","","","","","","","","","","","","","","",""]
[{"$nulls":16},8595,"","","","","","","","","","","","","","","","","","","","","","","","","","","","","",""]
[{"$nulls":16},8596,"","","","","","","","","","","","","","","","","","","","","","","","","","","","","",""]
[{"$nulls":16},8597,"","","","","","","","","","","","","","","","","","","","","","","","","","","","","",""]
[{"$nulls":16},8598,"","","","","","","","","","","","","","","","","","","","","","","","","","","","","",""]
[{"$nulls":16},8599,"","","","","","","","","","","","","","","","","","","","","","","","","","","","","",""]
[{"$nulls":16},8600,"","","","","","","","","","","","","","","","","","","","","","","","","","","","","",""]
[{"$nulls":16},8601,"","","","","","","","","","","","","","","","","","","","","","","","","","","","","",""]
[{"$nulls":16},8602,"","","","","","","","","","","","","","","","","","","","","","","","","","","","","",""]
[{"$nulls":16},8603,"","","","","","","","","","","","","","","","","","","","","","","","","","","","","",""]
[{"$nulls":16},8604,"","","","","","","","","","","","","","","","","","","","","","","","","","","","","",""]
[{"$nulls":16},8605,"","","","","","","","","","","","","","","","","","","","","","","","","","","","","",""]
[{"$nulls":16},8606,"","","","","","","","","","","","","","","","","","","","","","","","","","","","","",""]
[{"$nulls":16},8607,"","","","","","","","","","","","","","","","","","","","","","","","","","","","","",""]
[{"$nulls":16},8608,"","","","","","","","","","","","","","","","","","","","","","","","","","","","","",""]
[{"$nulls":16},8609,"","","","","","","","","","","","","","","","","","","","","","","","","","","","","",""]
[{"$nulls":16},8610,"","","","","","","","","","","","","","","","","","","","","","","","","","","","","",""]
[{"$nulls":16},8611,"","","","","","","","","","","","","","","","","","","","","","","","","","","","","",""]
[{"$nulls":16},8612,"","","","","","","","","","","","","","","","","","","","","","","","","","","","","",""]
[{"$nulls":16},8613,"","","","","","","","","","","","","","","","","","","","","","","","","","","","","",""]
[{"$nulls":16},8614,"","","","","","","","","","","","","","","","","","","","","","","","","","","","","",""]
[{"$nulls":16},8615,"","","","","","","","","","","","","","","","","","","","","","","","","","","","","",""]
[{"$nulls":16},8616,"","","","","","","","","","","","","","","","","","","","","","","","","","","","","",""]
[{"$nulls":16},8617,"","","","","","","","","","","","","","","","","","","","","","","","","","","","","",""]
[{"$nulls":16},8618,"","","","","","","","","","","","","","","","","","","","","","","","","","","","","",""]
[{"$nulls":16},8619,"","","","","","","","","","","","","","","","","","","","","","","","","","","","","",""]
[{"$nulls":16},8620,"","","","","","","","","","","","","","","","","","","","","","","","","","","","","",""]
[{"$nulls":16},8621,"","","","","","","","","","","","","","","","","","","","","","","","","","","","","",""]
[{"$nulls":16},8622,"","","","","","","","","","","","","","","","","","","","","","","","","","","","","",""]
[{"$nulls":16},8623,"","","","","","","","","","","","","","","","","","","","","","","","","","","","","",""]
[{"$nulls":16},8624,"","","","","","","","","","","","","","","","","","","","","","","","","","","","","",""]
[{"$nulls":16},8625,"","","","","","","","","","","","","","","","","","","","","","","","","","","","","",""]
[{"$nulls":16},8626,"","","","","","","","","","","","","","","","","","","","","","","","","","","","","",""]
[{"$nulls":16},8627,"","","","","","","","","","","","","","","","","","","","","","","","","","","","","",""]
[{"$nulls":16},8628,"","","","","","","","","","","","","","","","","","","","","","","","","","","","","",""]
[{"$nulls":16},8629,"","","","","","","","","","","","","","","","","","","","","","","","","","","","","",""]
[{"$nulls":16},8630,"","","","","","","","","","","","","","","","","","","","","","","","","","","","","",""]
[{"$nulls":16},8631,"","","","","","","","","","","","","","","","","","","","","","","","","","","","","",""]
[{"$nulls":16},8632,"","","","","","","","","","","","","","","","","","","","","","","","","","","","","",""]
[{"$nulls":16},8633,"","","","","","","","","","","","","","","","","","","","","","","","","","","","","",""]
[{"$nulls":16},8634,"","","","","","","","","","","","","","","","","","","","","","","","","","","","","",""]
[{"$nulls":16},8635,"","","","","","","","","","","","","","","","","","","","","","","","","","","","","",""]
[{"$nulls":16},8636,"","","","","","","","","","","","","","","","","","","","","","","","","","","","","",""]
[{"$nulls":16},8637,"","","","","","","","","","","","","","","","","","","","","","","","","","","","","",""]
[{"$nulls":16},8638,"","","","","","","","","","","","","","","","","","","","","","","","","","","","","",""]
[{"$nulls":16},8639,"","","","","","","","","","","","","","","","","","","","","","","","","","","","","",""]
[{"$nulls":16},8640,"","","","","","","","","","","","","","","","","","","","","","","","","","","","","",""]
[{"$nulls":16},8641,"","","","","","","","","","","","","","","","","","","","","","","","","","","","","",""]
[{"$nulls":16},8642,"","","","","","","","","","","","","","","","","","","","","","","","","","","","","",""]
[{"$nulls":16},8643,"","","","","","","","","","","","","","","","","","","","","","","","","","","","","",""]
[{"$nulls":16},8644,"","","","","","","","","","","","","","","","","","","","","","","","","","","","","",""]
[{"$nulls":16},8645,"","","","","","","","","","","","","","","","","","","","","","","","","","","","","",""]
[{"$nulls":16},8646,"","","","","","","","","","","","","","","","","","","","","","","","","","","","","",""]
[{"$nulls":16},8647,"","","","","","","","","","","","","","","","","","","","","","","","","","","","","",""]
[{"$nulls":16},8648,"","","","","","","","","","","","","","","","","","","","","","","","","","","","","",""]
[{"$nulls":16},8649,"","","","","","","","","","","","","","","","","","","","","","","","","","","","","",""]
[{"$nulls":16},8650,"","","","","","","","","","","","","","","","","","","","","","","","","","","","","",""]
[{"$nulls":16},8651,"","","","","","","","","","","","","","","","","","","","","","","","","","","","","",""]
[{"$nulls":16},8652,"","","","","","","","","","","","","","","","","","","","","","","","","","","","","",""]
[{"$nulls":16},8653,"","","","","","","","","","","","","","","","","","","","","","","","","","","","","",""]
[{"$nulls":16},8654,"","","","","","","","","","","","","","","","","","","","","","","","","","","","","",""]
[{"$nulls":16},8655,"","","","","","","","","","","","","","","","","","","","","","","","","","","","","",""]
[{"$nulls":16},8656,"","","","","","","","","","","","","","","","","","","","","","","","","","","","","",""]
[{"$nulls":16},8657,"","","","","","","","","","","","","","","","","","","","","","","","","","","","","",""]
[{"$nulls":16},8658,"","","","","","","","","","","","","","","","","","","","","","","","","","","","","",""]
[{"$nulls":16},8659,"","","","","","","","","","","","","","","","","","","","","","","","","","","","","",""]
[{"$nulls":16},8660,"","","","","","","","","","","","","","","","","","","","","","","","","","","","","",""]
[{"$nulls":16},8661,"","","","","","","","","","","","","","","","","","","","","","","","","","","","","",""]
[{"$nulls":16},8662,"","","","","","","","","","","","","","","","","","","","","","","","","","","","","",""]
[{"$nulls":16},8663,"","","","","","","","","","","","","","","","","","","","","","","","","","","","","",""]
[{"$nulls":16},8664,"","","","","","","","","","","","","","","","","","","","","","","","","","","","","",""]
[{"$nulls":16},8665,"","","","","","","","","","","","","","","","","","","","","","","","","","","","","",""]
[{"$nulls":16},8666,"","","","","","","","","","","","","","","","","","","","","","","","","","","","","",""]
[{"$nulls":16},8667,"","","","","","","","","","","","","","","","","","","","","","","","","","","","","",""]
[{"$nulls":16},8668,"","","","","","","","","","","","","","","","","","","","","","","","","","","","","",""]
[{"$nulls":16},8669,"","","","","","","","","","","","","","","","","","","","","","","","","","","","","",""]
[{"$nulls":16},8670,"","","","","","","","","","","","","","","","","","","","","","","","","","","","","",""]
[{"$nulls":16},8671,"","","","","","","","","","","","","","","","","","","","","","","","","","","","","",""]
[{"$nulls":16},8672,"","","","","","","","","","","","","","","","","","","","","","","","","","","","","",""]
[{"$nulls":16},8673,"","","","","","","","","","","","","","","","","","","","","","","","","","","","","",""]
[{"$nulls":16},8674,"","","","","","","","","","","","","","","","","","","","","","","","","","","","","",""]
[{"$nulls":16},8675,"","","","","","","","","","","","","","","","","","","","","","","","","","","","","",""]
[{"$nulls":16},8676,"","","","","","","","","","","","","","","","","","","","","","","","","","","","","",""]
[{"$nulls":16},8677,"","","","","","","","","","","","","","","","","","","","","","","","","","","","","",""]
[{"$nulls":16},8678,"","","","","","","","","","","","","","","","","","","","","","","","","","","","","",""]
[{"$nulls":16},8679,"","","","","","","","","","","","","","","","","","","","","","","","","","","","","",""]
[{"$nulls":16},8680,"","","","","","","","","","","","","","","","","","","","","","","","","","","","","",""]
[{"$nulls":16},8681,"","","","","","","","","","","","","","","","","","","","","","","","","","","","","",""]
[{"$nulls":16},8682,"","","","","","","","","","","","","","","","","","","","","","","","","","","","","",""]
[{"$nulls":16},8683,"","","","","","","","","","","","","","","","","","","","","","","","","","","","","",""]
[{"$nulls":16},8684,"","","","","","","","","","","","","","","","","","","","","","","","","","","","","",""]
[{"$nulls":16},8685,"","","","","","","","","","","","","","","","","","","","","","","","","","","","","",""]
[{"$nulls":16},8686,"","","","","","","","","","","","","","","","","","","","","","","","","","","","","",""]
[{"$nulls":16},8687,"","","","","","","","","","","","","","","","","","","","","","","","","","","","","",""]
[{"$nulls":16},8688,"","","","","","","","","","","","","","","","","","","","","","","","","","","","","",""]
[{"$nulls":16},8689,"","","","","","","","","","","","","","","","","","","","","","","","","","","","","",""]
[{"$nulls":16},8690,"","","","","","","","","","","","","","","","","","","","","","","","","","","","","",""]
[{"$nulls":16},8691,"","","","","","","","","","","","","","","","","","","","","","","","","","","","","",""]
[{"$nulls":16},8692,"","","","","","","","","","","","","","","","","","","","","","","","","","","","","",""]
[{"$nulls":16},8693,"","","","","","","","","","","","","","","","","","","","","","","","","","","","","",""]
[{"$nulls":16},8694,"","","","","","","","","","","","","","","","","","","","","","","","","","","","","",""]
[{"$nulls":16},8695,"","","","","","","","","","","","","","","","","","","","","","","","","","","","","",""]
[{"$nulls":16},8696,"","","","","","","","","","","","","","","","","","","","","","","","","","","","","",""]
[{"$nulls":16},8697,"","","","","","","","","","","","","","","","","","","","","","","","","","","","","",""]
[{"$nulls":16},8698,"","","","","","","","","","","","","","","","","","","","","","","","","","","","","",""]
[{"$nulls":16},8699,"","","","","","","","","","","","","","","","","","","","","","","","","","","","","",""]
[{"$nulls":16},8700,"","","","","","","","","","","","","","","","","","","","","","","","","","","","","",""]
[{"$nulls":16},8701,"","","","","","","","","","","","","","","","","","","","","","","","","","","","","",""]
[{"$nulls":16},8702,"","","","","","","","","","","","","","","","","","","","","","","","","","","","","",""]
[{"$nulls":16},8703,"","","","","","","","","","","","","","","","","","","","","","","","","","","","","",""]
[{"$nulls":16},8704,"","","","","","","","","","","","","","","","","","","","","","","","","","","","","",""]
[{"$nulls":16},8705,"","","","","","","","","","","","","","","","","","","","","","","","","","","","","",""]
[{"$nulls":16},8706,"","","","","","","","","","","","","","","","","","","","","","","","","","","","","",""]
[{"$nulls":16},8707,"","","","","","","","","","","","","","","","","","","","","","","","","","","","","",""]
[{"$nulls":16},8708,"","","","","","","","","","","","","","","","","","","","","","","","","","","","","",""]
[{"$nulls":16},8709,"","","","","","","","","","","","","","","","","","","","","","","","","","","","","",""]
[{"$nulls":16},8710,"","","","","","","","","","","","","","","","","","","","","","","","","","","","","",""]
[{"$nulls":16},8711,"","","","","","","","","","","","","","","","","","","","","","","","","","","","","",""]
[{"$nulls":16},8712,"","","","","","","","","","","","","","","","","","","","","","","","","","","","","",""]
[{"$nulls":16},8713,"","","","","","","","","","","","","","","","","","","","","","","","","","","","","",""]
[{"$nulls":16},8714,"","","","","","","","","","","","","","","","","","","","","","","","","","","","","",""]
[{"$nulls":16},8715,"","","","","","","","","","","","","","","","","","","","","","","","","","","","","",""]
[{"$nulls":16},8716,"","","","","","","","","","","","","","","","","","","","","","","","","","","","","",""]
[{"$nulls":16},8717,"","","","","","","","","","","","","","","","","","","","","","","","","","","","","",""]
[{"$nulls":16},8718,"","","","","","","","","","","","","","","","","","","","","","","","","","","","","",""]
[{"$nulls":16},8719,"","","","","","","","","","","","","","","","","","","","","","","","","","","","","",""]
[{"$nulls":16},8720,"","","","","","","","","","","","","","","","","","","","","","","","","","","","","",""]
[{"$nulls":16},8721,"","","","","","","","","","","","","","","","","","","","","","","","","","","","","",""]
[{"$nulls":16},8722,"","","","","","","","","","","","","","","","","","","","","","","","","","","","","",""]
[{"$nulls":16},8723,"","","","","","","","","","","","","","","","","","","","","","","","","","","","","",""]
[{"$nulls":16},8724,"","","","","","","","","","","","","","","","","","","","","","","","","","","","","",""]
[{"$nulls":16},8725,"","","","","","","","","","","","","","","","","","","","","","","","","","","","","",""]
[{"$nulls":16},8726,"","","","","","","","","","","","","","","","","","","","","","","","","","","","","",""]
[{"$nulls":16},8727,"","","","","","","","","","","","","","","","","","","","","","","","","","","","","",""]
[{"$nulls":16},8728,"","","","","","","","","","","","","","","","","","","","","","","","","","","","","",""]
[{"$nulls":16},8729,"","","","","","","","","","","","","","","","","","","","","","","","","","","","","",""]
[{"$nulls":16},8730,"","","","","","","","","","","","","","","","","","","","","","","","","","","","","",""]
[{"$nulls":16},8731,"","","","","","","","","","","","","","","","","","","","","","","","","","","","","",""]
[{"$nulls":16},8732,"","","","","","","","","","","","","","","","","","","","","","","","","","","","","",""]
[{"$nulls":16},8733,"","","","","","","","","","","","","","","","","","","","","","","","","","","","","",""]
[{"$nulls":16},8734,"","","","","","","","","","","","","","","","","","","","","","","","","","","","","",""]
[{"$nulls":16},8735,"","","","","","","","","","","","","","","","","","","","","","","","","","","","","",""]
[{"$nulls":16},8736,"","","","","","","","","","","","","","","","","","","","","","","","","","","","","",""]
[{"$nulls":16},8737,"","","","","","","","","","","","","","","","","","","","","","","","","","","","","",""]
[{"$nulls":16},8738,"","","","","","","","","","","","","","","","","","","","","","","","","","","","","",""]
[{"$nulls":16},8739,"","","","","","","","","","","","","","","","","","","","","","","","","","","","","",""]
[{"$nulls":16},8740,"","","","","","","","","","","","","","","","","","","","","","","","","","","","","",""]
[{"$nulls":16},8741,"","","","","","","","","","","","","","","","","","","","","","","","","","","","","",""]
[{"$nulls":16},8742,"","","","","","","","","","","","","","","","","","","","","","","","","","","","","",""]
[{"$nulls":16},8743,"","","","","","","","","","","","","","","","","","","","","","","","","","","","","",""]
[{"$nulls":16},8744,"","","","","","","","","","","","","","","","","","","","","","","","","","","","","",""]
[{"$nulls":16},8745,"","","","","","","","","","","","","","","","","","","","","","","","","","","","","",""]
[{"$nulls":16},8746,"","","","","","","","","","","","","","","","","","","","","","","","","","","","","",""]
[{"$nulls":16},8747,"","","","","","","","","","","","","","","","","","","","","","","","","","","","","",""]
[{"$nulls":16},8748,"","","","","","","","","","","","","","","","","","","","","","","","","","","","","",""]
[{"$nulls":16},8749,"","","","","","","","","","","","","","","","","","","","","","","","","","","","","",""]
[{"$nulls":16},8750,"","","","","","","","","","","","","","","","","","","","","","","","","","","","","",""]
[{"$nulls":16},8751,"","","","","","","","","","","","","","","","","","","","","","","","","","","","","",""]
[{"$nulls":16},8752,"","","","","","","","","","","","","","","","","","","","","","","","","","","","","",""]
[{"$nulls":16},8753,"","","","","","","","","","","","","","","","","","","","","","","","","","","","","",""]
[{"$nulls":16},8754,"","","","","","","","","","","","","","","","","","","","","","","","","","","","","",""]
[{"$nulls":16},8755,"","","","","","","","","","","","","","","","","","","","","","","","","","","","","",""]
[{"$nulls":16},8756,"","","","","","","","","","","","","","","","","","","","","","","","","","","","","",""]
[{"$nulls":16},8757,"","","","","","","","","","","","","","","","","","","","","","","","","","","","","",""]
[{"$nulls":16},8758,"","","","","","","","","","","","","","","","","","","","","","","","","","","","","",""]
[{"$nulls":16},8759,"","","","","","","","","","","","","","","","","","","","","","","","","","","","","",""]
[{"$nulls":16},8760,"","","","","","","","","","","","","","","","","","","","","","","","","","","","","",""]